## COVER
SCHEDULE OF SUBMITTALS
PROJECT NO.:
FACILITY:
CONTRACTOR:
PROJECT MANAGER:
DESIGN CONSULTANT:
ENGINEER-IN-CHARGE:
LEGEND PACK: SUBMITTAL PACKAGE SD: SHOP DRAWINGS PD: PRODUCT DATA EPD: ENVIRONMENTAL PRODUCT DECLARATION SAM: SAMPLES QCS: QUALITY CONTROL SUBMITTALS LEED: LEED SUBMITTALS CCS: CONTRACT CLOSEOUT SUBMITTALS SUBMITTAL REVIEW RESPONSIBILITY: F: OGS FIELD OFFICE F/O: OGS FIELD OFFICE / OFFICE (ALBANY) D: CONSULTANT / DESIGNER S: OGS SCHEDULING DEPARTMENT RSM: Regional Safety Manager | INSTRUCTIONS TO THE CONTRACTOR 1. Refer to Section 013300 Submittals of the Project Manual for general requirements regarding submittals and to Section 017716 - CONTRACT CLOSEOUT for project closeout submittals. 2. Refer to Sections of the specifications indicated herein for details of the requirements for each submittal listed. 3. Indicate in the rows (spaces) following each item: a. Critical submittals and long lead items (mark with an 'X'). Some critical submittals may already be identified by the design team. Confirm that these are critical submittals. b. The date the item will be submitted, and date approval is required (allow at least 3 weeks), and the date delivery of the material or equipment is necessary for completion of the work in accordance with the Progress Schedule. The date entered for the submittal is the last date a substitution will be considered. Proposed substitutions must be made prior to the date entered if more than one substitution is to be submitted for approval. Spaces which contain N/A do not require dates. 4. An example of a Submittal Transmittal (BDC-42) can be located at: http://www.ogs.ny.gov/BU/DC/forms/ContractorConstForms.asp 5. Submit Contract Closeout Submittals (CCS) prior to final inspection. INSTRUCTIONS TO THE CONSULTANT / DESIGNER 1. Cut and paste required information from each Division (Div.X) tab and place in the S.O.S. tab. 2. Delete Division (Div.X) tabs after the S.O.S. tab has been in-filled. 3. Indicate F, F/O or D in column E. Items in Div.1 have defaults that can be modified as necessary. 4. Indicate items that are critical submittals in column F. Note: The following list of submittals is furnished for your convenience in scheduling submittals. The list is not warranted to be complete and does not take precedence over the contract documents. Enter additional submittals, as required and modify this schedule to the specific project. This S.O.S. will be used to populate the submittals website log.
Design and Construction
Division of Construction, 35th Floor, Corning Tower
The Governor Nelson A. Rockefeller Empire State Plaza
Albany, New York 12242
Phone: (518) 474-0331 FAX: (518) 474-8201

## S.O.S.
SCHEDULE OF SUBMITTALS
PROJECT NO.:
SUBMITTALS FOR APPROVAL |  |  |  | Send to: | Critical Submittals | Contractor's Projected Dates Allow at least 4 weeks for Approval (allows time for any resubmission)
Spec Section | Sub Section | Type | Description | F | Mark "X" for all that apply | Projected Transmittal Date: | Projected Approval Date: | Projected Delivery Date:
F/O
D
S
Updated 08/27/2024
Design and Construction
Division of Construction, 34th Floor, Corning Tower
The Governor Nelson A. Rockefeller Empire State Plaza
Albany, New York 12242
Phone: (518) 474-0331 FAX: (518) 474-8201

## Div.1
SUBMITTALS FOR APPROVAL |  |  |  | Send to: | Critical Submittals | Contractor's Projected Dates Allow at least 4 weeks for Approval (allows time for any resubmission)
Spec Section | Sub Section | Type | Description | F | Mark "X" for all that apply | Projected Transmittal Date: | Projected Approval Date: | Projected Delivery Date:
F/O
D
S
RSM
007213 |  |  | GENERAL CONDITIONS
007213 |  | PD | ARTICLE 6: Designate in writing competent supervision and/or management representatives as required - include contact number in case of an emergency after work hours, including weekends and holidays (see 011000 Summary of Work) | F
007213 |  | PD | ARTICLE 8: Permits and licenses | F
011100 |  |  | SAFETY
011100 |  | QCS | Site Specific Safety Plan | RSM
011100 |  | QCS | Employee Safety Orientation Training and Documentation
013113 |  |  | PROJECT SCHEDULE
013200 |  |  | CONSTRUCTION PROGRESS DOCUMENTATION
013200 |  | PACK | Submit required reporting, Scheduling Software files, and quality control submittals.
013200 |  | QCS | Preliminary Project Schedule | S | X
013200 |  | QCS | Baseline Project Schedule | S | X
013200 |  | QCS | Schedule Basis Documentation
013200 |  | QCS | CMU-01 Agreement Form | S | X
013200 |  | QCS | As-Built Project Schedule
013200 |  | QCS | Scheduler Preparer Qualifications | S | X
013300 |  |  | SUBMITTALS
013300 |  | PD | Schedule of Submittals Acknowledgement | F | X
013300 |  | QCS | Submittal Coordinator Qualifications | F/O | X
013510 |  |  | ENERGY EFFICIENCY PROGRAM
013510 |  | PD | Provide one copy of the latest edition of their Energy Rebate Program to the Director’s Representative. | F/O
013150 |  | PD | Provide 2 copies of the application form for the Energy Rebate Program to the Director’s Representative and submit to the Utility Company. | F/O
013510 |  | PD | Product data relevant to Utility Company's Energy Rebate Program.
014339 |  |  | MOCKUP REQUIREMENTS
014339 |  | SD | Mockup Plan: Copy of proposed plan | F
015116 |  |  | TEMPORARY FIRE PUMP AND GENERATOR
015116 |  | SD | Detailed and labelled outlines, curves and diagrams
015116 |  | PD | Temporary Fire Pump
015116 |  | PD | Temporary Fire Pump Motor
015116 |  | PD | Temporary Generator
015116 |  | QCS | Contract Closeout Submittals - Test report, certificate and operation and maintenance data
015213 |  |  | STATE FIELD OFFICE
015213 |  | SD | Site Plan: Show location of field office where directed. Indicate holding tank, utility services, connections and accessible stairs and ramps
015213 |  | PD | Furniture
015213 |  | PD | Office Equipment
015634 |  |  | MAINTAINING PERIMETER SECURITY DEPARTMENT OF CORRECTIONAL SERVICES
015634 |  | PACK | Service Organization Submittals
015634 |  | PACK | Work Plan Submittals
015634 |  | QCS | Service Organization Information
015634 |  | QCS | Work Plan
015720 |  |  | TEMPORARY MAINTENANCE OF SEWER FLOWS AND SEWER SERVICE
015720 |  | PD | Diversion of Flow Plan | F
015813 |  |  | PROJECT IDENTIFICATION SIGN
015813 |  | SAM | Color Samples | F
015813 |  | LEED | A Completed ENVIRONMENTAL BUILDING MATERIALS CERTIFICATION FORM | F
015813 |  | LEED | Product Data Sheets for all materials that meet the LEED BUILDING Performance criteria | F
015813 |  | LEED | Documentation for “FSC Certified” Wood Products | F
015813 |  | LEED | Documentation that composite wood and agrifiber products do not contain added urea-formaldehyde resins. | F
015813 |  | LEED | Material Safety Data Sheets, for all applicable products | F
017123 |  |  | FIELD ENGINEERING
017123 |  | PD | Submit the name, address, telephone number, and registration number of the Land Surveyor before starting the survey work | F
017123 |  | PD | On request, submit documentation verifying accuracy of survey work | F
017123 |  | CCS | Upon completion of the Work, submit a certificate signed and sealed by the Land Surveyor, stating that the elevations and locations of the Work are in conformance with the Contract Documents | F
017419 |  |  | CONSTRUCTION WASTE MANAGEMENT
017419 |  | LEED | Construction Waste Management Plan | F/O
017419 |  | PD | In conjunction with payment applications, contractors shall submit a monthly Waste Management submission. This submission shall include waste receipts for the payment period and a completed Waste Management Form for the same payment period. | F
017419 |  | PD | Calculations and supporting documentation to demonstrate end-of–project recycling rates meeting the requirements of the Construction Waste Management Plan. | F
017716 |  |  | CONTRACT CLOSEOUT
017716 |  | CCS | Project Record Documents | F
017716 |  | CCS | Operation and Maintenance | F
017716 |  | CCS | Warranties | F
017716 |  | CCS | Spare Parts and Maintenance Materials | F
017900 |  |  | VIDEO TRAINING PROGRAM
017900 |  | PACK | Product Data as requested and Quality Control Submittals (Video Production Company Qualifications and Videographer Qualifications Data)
017900 |  | PACK | Audio and Video Script, as well as a letter from the Company Field Advisor(s) for the system that is being presented in the video training program.
017900 |  | PACK | Submit sample portions of the recorded programs on DVD discs for each system as they become available for review.
017900 |  | PACK | Completed video training program for each system for approval as specified.
017900 |  | PACK | Contract closeout submittals as specified.
018119 |  |  | CONSTRUCTION INDOOR AIR QUALITY MANAGEMENT
018119 |  | PD | A copy of the Construction IAQ Management Plan and the Sequence Installation Plan, as defined in CONSTRUCTION IAQ MANAGEMENT PLAN Article | F
018119 |  | PD | Product cut-sheets for all filtration media used during construction and installed immediately prior to occupancy, with MERV values highlighted. Cut sheets shall be submitted with the Contactor’s or Subcontractor’s ‘approved’ stamp as confirmation that the products are the products installed on the project | F
018119 |  | PD | Provide the Director’s Representative with a minimum of 18 photographs comprising of at least six photographs taken on three different occasions during construction. | F

## Div.2
SUBMITTALS FOR APPROVAL |  |  |  | Send to: | Critical Submittals | Contractor's Projected Dates Allow at least 4 weeks for Approval (allows time for any resubmission)
Spec Section | Sub Section | Type | Description | F | Mark "X" for all that apply | Projected Transmittal Date: | Projected Approval Date: | Projected Delivery Date:
F/O
D
024116 |  |  | STRUCTURE DEMOLITION
024116 |  | PD | Proposed Protection Measures
024116 |  | PD | Schedule of Building Demolition Activities
024116 |  | PD | Pre-demolition Photographs or Video
024116 |  | QCS | Permits
024116 |  | QCS | Demolition Plan
024116 |  | QCS | Statement of Refrigerant Recovery
025700 |  |  | SINKHOLE REMEDIATION
025700 |  | SD | Plan showing the character and scope of the work to be performed
025700 |  | PD | Backfill
025700 |  | PD | Concrete
025700 |  | PD | Grout
025700 |  | PD | Geotextile fabric.
025700 |  | PD | Cost of specified products.
025700 |  | QCS | Manufacturer's Certificate
025700 |  | CCS | Project Record Documents
026500 |  |  | UNDERGROUND STORAGE TANK REMOVAL - ABANDONMENT
026500 |  | QCS | Removal Procedures and Schedule
026500 |  | QCS | Plan of Operations as specified.
026500 |  | QCS | Copy of notifications to the New York State Department of Environmental Convservation, informing the Department of the planned closure and removal of the tank.
026500 |  | QCS | Record Documents (completed waste manifests as described).
026500 |  | QCS | Health and Safety Plan
026500 |  | QCS | Confined Space Entry Permit
026500 |  | QCS | Excavation Procedure
026500 |  | QCS | Manifests
026500 |  | QCS | Landfill or scrap yard records indicating receipt and acceptance of UST and any contaminated soil by a landfill facility licensed to accept such materials.
026500 |  | CCS | UST Closure Report
028003 |  |  | DISPOSAL OF NON-HAZARDOUS INDUSTRIAL-COMMERCIAL WASTE
028003 |  | QCS | Detailed list of the codes, rules and regulations which are understood to govern the Work.
028003 |  | QCS | Listing of licenses or permits issued by government agencies authorizing the handling of the waste by the qualified Company, transporter, and operator of the disposal facility
028003 |  | QCS | Detailed step by step procedure indicating how the Work is to be accomplished
028003 |  | QCS | Qualified Company Data
028213 |  |  | ASBESTOS ABATEMENT
028213 |  | PD | Disposal Bags
028213 |  | PD | Fireproofing
028213 |  | PD | Glove Bags
028213 |  | PD | Negative Air Pressure Units
028213 |  | PD | Plastic Sheets
028213 |  | PD | Respirators
028213 |  | PD | Vacuum Cleaners
028213 |  | QCS | Asbestos Site Specific Variance Submittals; if a site specific variance is sought submit the following: One copy of the completed DOSH-751 and DOSH-465 forms
028213 |  | QCS | Asbestos Site Specific Variance Submittals; if a site specific variance is sought submit the following: One copy of the New York State Department of Labor site specific variance decision.
028213 |  | QCS | Notification Compliance Data
028213 |  | QCS | Asbestos Removal Company Data
028213 |  | QCS | Asbestos Worker Certification Data
028213 |  | QCS | Work Plan
028213 |  | QCS | Waste Transporter Permit
028213 |  | QCS | NYS Part 360 Landfill Permit
028213 |  | QCS | Negative Air Pressure Equipment
028213 |  | QCS | Asbestos Work Closeout Submittals (waste shipment records and disposal site receipts).
028213 |  | CCS | Daily Log
028213 |  | CCS | Personal Air Monitoring Data
028303 |  |  | ABATEMENT OF LEAD CONTAINING MATERIALS
028303 |  | PD | Paint Removal Products
028303 |  | PD | Respirators
028303 |  | PD | Vacuum Cleaners
028303 |  | PD | Plastic Sheets
028303 |  | PD | Disposal Bags
028303 |  | QCS | Worker's Qualifications Data
028303 |  | QCS | Detailed Work Plan
028303 |  | QCS | Waste Transporter Permit
028303 |  | QCS | Operation and Maintenance Data
028303 |  | CCS | Disposal Site Receipts
028304 |  |  | HANDLING OF LEAD CONTAINING MATERIALS
028304 |  | QCS | Lead Handling Worker's Qualifications Data
028304 |  | QCS | Lead Handling Detailed Work Plan
028304 |  | QCS | Lead Handling Waste Transporter Permit
028304 |  | QCS | Operation and Maintenance Data
028304 |  | CCS | Assessment Report compiled by a testing lab
028304 |  | CCS | Disposal Site Receipts
028334 |  |  | WATER TANK PAINT REMOVAL
028334 |  | QCS | Detailed Work Plan
028334 |  | QCS | Clean-up procedure plan
028334 |  | QCS | Containment Procedures Plan
028334 |  | QCS | Copies of manifests
028334 |  | QCS | Documentation of acceptance of waste materials by a facility permitted to treat or dispose of those types of materials
028334 |  | QCS | Letters of acceptance from the permitted facility and haulers acknowledging agreement to accept the waste material
028335 |  |  | LEAD CONTAMINATED SOIL REMOVAL
028335 |  | QCS | Materials Handling Plan
028335 |  | QCS | Copies of manifests
028335 |  | QCS | Acceptance documentation of waste materials by a facility permitted to treat or dispose of those types of materials
028335 |  | QCS | Letters of acceptance from the permitted facility and haulers acknowledging agreement to accept the waste material
028335 |  | QCS | Copies of all executed permits and licenses shall be transmitted to Director’s Representative upon receipt
028402 |  |  | IDENTIFYING DIELECTRIC FLUIDS
028402 |  | QCS | Testing Laboratory Data
028402 |  | CCS | Final Report | F
028403 |  |  | DISPOSAL OF PCB LIQUID FILLED ELECTRICAL EQUIPMENT
028403 |  | QCS | Detailed list of the codes, rules and regulations
028403 |  | QCS | Detailed plan for notifying proper local, state, and federal authorities of any incident, required to be reported, that occurs during the handling and transportation of this hazardous waste
028403 |  | QCS | Detailed plan for containment and cleanup of any PCB spill that occurs during the handling and transportation of the PCB liquid
028403 |  | QCS | Listing of licenses or permits issued by government agencies authorizing the handling of PCB products by the service company, transporter, and operator of the TSD Facility
028403 |  | QCS | Resume for each person handling PCB products at the Site
028403 |  | QCS | Detailed step by step procedure indicating how the Work is to be accomplished. Procedure shall also include information for off-site Work.
028403 |  | QCS | Service Company Data
028403 |  | QCS | Transporter Company Data
028403 |  | QCS | Treatment, Storage, Disposal Facility Data
028403 |  | CCS | Generator’s Copies of Hazardous Waste Manifest and Other Documents | F
028433 |  |  | ABATEMENT OF PCB CONTAINING CAULK-SEALANT MATERIALS
028433 |  | PD | Disposal Drums
028433 |  | PD | Respirators
028433 |  | PD | Vacuum Cleaners
028433 |  | PD | Plastic Sheets
028433 |  | QCS | Worker’s Qualifications Data
028433 |  | QCS | Work Plan
028433 |  | QCS | Waste Transporter Permit
028433 |  | CCS | Disposal Site Receipts | F
028533 |  |  | MOLD REMEDIATION AND DISPOSAL
028533 |  | PD | Air Filtration Unit
028533 |  | PD | Disposal Bags
028533 |  | PD | HEPA Filters
028533 |  | PD | Polyethylene Sheets
028533 |  | PD | Plywood
028533 |  | PD | Sealants
028533 |  | PD | Studs and Partitions
028533 |  | PD | Respirators
028533 |  | PD | Vacuum Cleaners
028533 |  | PD | Cleaning Solutions
028533 |  | PD | Encapsulants/Sealants
028533 |  | QCS | Work Plan
028533 |  | QCS | Mold Remediation Contractor's Qualifications Data
028533 |  | QCS | Mold Abatement Worker's Qualifications Data
028533 |  | QCS | Testing Lab Qualifications Data
028533 |  | QCS | Waste Transporter Permit
028533 |  | QCS | Landfill Permit
028533 |  | QCS | MSDS Sheets
028533 |  | QCS | Disposal Site Receipts
028533 |  | QCS | Assessment Report
028533 |  | QCS | Certificates
028533 |  | CCS | Operation and Maintenance Data | F
028533 |  | CCS | Copy of Daily Project Log | F
028533 |  | CCS | Air Monitoring Data | F
028533 |  | CCS | Bulk Sampling Data | F
028733 |  |  | BIRD, BAT, AND RODENT DROPPING REMEDIATION
028733 |  | PD | Air Filtration Unit
028733 |  | PD | Disposal Bags
028733 |  | PD | Polyethylene Sheets
028733 |  | PD | Plywood
028733 |  | PD | Sealants
028733 |  | PD | Studs and Partitions
028733 |  | PD | Respirators
028733 |  | PD | Vacuum Cleaners
028733 |  | PD | Cleaners, Disinfectants and Solutions
028733 |  | QCS | Worker' Qualifications
028733 |  | QCS | Waste Transporter Permit
028733 |  | QCS | Work Plan
028733 |  | QCS | Remediation Company Qualification Data
028733 |  | QCS | Remediation Worker's Qualifications Data
028733 |  | QCS | Testing Laboratory Qualifications Data
028733 |  | CCS | Operation and Maintenance Data | F
028733 |  | CCS | Disposal Site Receipts
028733 |  | CCS | Copy of Daily Project Log | F
028733 |  | CCS | Assessment Report
028733 |  | CCS | Air Monitoring Data | F
028733 |  | CCS | Bulk Sampling Data | F

## Div.3
SUBMITTALS FOR APPROVAL |  |  |  | Send to: | Critical Submittals | Contractor's Projected Dates Allow at least 4 weeks for Approval (allows time for any resubmission)
Spec Section | Sub Section | Type | Description | F | Mark "X" for all that apply | Projected Transmittal Date: | Projected Approval Date: | Projected Delivery Date:
F/O
D
030130 |  |  | MAINTENANCE OF CAST-IN-PLACE CONCRETE
030130 |  | PD | Bonding Agents
030130 |  | PD | Patching Mortar
030130 |  | PD | Preplaced Concrete Materials
030130 |  | PD | Joint Filler
030130 |  | PD | Epoxy Crack-Injection Materials
030130 |  | PD | Corrosion-Inhibiting Materials
030130 |  | PD | Polymer-Overlay Materials
030130 |  | PD | Polymer-Sealer Materials
030130 |  | PD | Composite Reinforcement Materials
030130 |  | PD | Miscellaneous Materials
030130 |  | PD | Mixes
030130 |  | SAM | Cured Samples for each exposed product and for each color and texture specified, (in manufacturer's standard size appropriate for each type of work).
030130 |  | SAM | Cured Samples for each exposed product and for each color and texture.
030130 |  | SAM | For Verification, obtain cured Samples for each exposed product and for each color and texture specified.
030130 |  | QCS | Qualification Data
030130 |  | QCS | Material Certificates
030130 |  | QCS | Product Test Reports
030130 |  | QCS | Field Quality-Control reports
030130 |  | QCS | Quality-Control Porgram
031000 |  |  | CONCRETE FORMING AND ACCESSORIES
031000 |  | SD | Exposed vertical concrete walls
031000 |  | PD | Exposed Surface Form-Facing Material
031000 |  | PD | Concealed Surface Form-Facing Material
031000 |  | PD | Forms for Cylindrical Columns
031000 |  | PD | Pan-Type Forms
031000 |  | PD | Void Forms
031000 |  | PD | Form Liners
031000 |  | PD | Insulating Concrete Forms
031000 |  | PD | Form Ties
031000 |  | PD | Waterstops
031000 |  | PD | Form-Release Agent
031000 |  | SAM | Waterstops
031000 |  | SAM | Form Liners
031000 |  | QCS | Qualification Data: For testing and inspection agency.
031000 |  | QCS | Research Reports: For insulating concrete forms indicating compliance with International Code Council Acceptance Criteria AC353
031000 |  | QCS | Field quality-control reports
031000 |  | QCS | Minutes of preinstallation conference
032000 |  |  | CONCRETE REINFORCING
032000 |  | SD | Placing drawings that comply with ACI SP-066
032000 |  | SD | Construction Joint Layout
032000 |  | PD | Each type of steel reinforcement
032000 |  | PD | Epoxy repair coating
032000 |  | PD | Zinc repair material
032000 |  | PD | Bar supports
032000 |  | PD | Mechanical splice couplers
032000 |  | PD | Structural thermal break insulated connection system
032000 |  | EPD | Environmental Product Declaration
032000 |  | QCS | Delegated-Design Submittal
032000 |  | QCS | Qualifications Statements for delegated-design Director's Representative testing and inspection agency.
032000 |  | QCS | Delegated-Design Director's Representative Qualifications
032000 |  | QCS | Welding Certificates
032000 |  | QCS | Material Certificates
032000 |  | QCS | Material Test Reports
032000 |  | QCS | Field Quality-Control Reports
032000 |  | QCS | Minutes of Preinstallation Conference
033000 |  |  | CAST-IN-PLACE CONCRETE
033000 |  | PD | Portland Cement
033000 |  | PD | Fly ash
033000 |  | PD | Slag cement
033000 |  | PD | Blended hydraulic cement
033000 |  | PD | Silica fume
033000 |  | PD | Performance-based hydraulic cement
033000 |  | PD | Aggregates
033000 |  | PD | Admixtures
033000 |  | PD | Color pigments
033000 |  | PD | Fiber reinforcement
033000 |  | PD | Vapor retarders
033000 |  | PD | Floor and slab treatments
033000 |  | PD | Liquid floor treatments
033000 |  | PD | Curing materials
033000 |  | PD | Joint fillers
033000 |  | PD | Repair materials
033000 |  | PD | Mixture Identification
033000 |  | PD | Minimum 28-day compressive strength
033000 |  | PD | Durability exposure class
033000 |  | PD | Maximum w/cm.
033000 |  | PD | Calculated equilibrium unit weight, for lightweight concrete
033000 |  | PD | Slump limit
033000 |  | PD | Air content
033000 |  | PD | Nominal maximum aggregate size
033000 |  | PD | Steel-fiber reinforcement content
033000 |  | PD | Synthetic micro-fiber content
033000 |  | PD | Indicate amounts of mixing water to be withheld for later addition at Project site if permitted.
033000 |  | EPD | Environmental Product Declaration
033000 |  | SD | Construction Joint Layout
033000 |  | SAM | For manufacturer's standard colors for color pigment or vapor retarder
033000 |  | QCS | Concrete Schedule
033000 |  | QCS | Qualification Data
033000 |  | QCS | Material Certificates
033000 |  | QCS | Material Test Reports
033000 |  | QCS | Preconstruction Test Reports | D
033000 |  | QCS | Field quality-control reports
033713 |  |  | SHOTCRETE
033713 |  | SD | Shotcrete Installation
033713 |  | PD | Form Materials
033713 |  | PD | Reinforcing Materials
033713 |  | PD | Shotcrete Materials
033713 |  | PD | Waterstops
033713 |  | PD | Curing Materials
033713 |  | PD | Shotcrete Mixtures
033713 |  | PD | Shotcrete Equipment
033713 |  | PD | Batching and Mixing
033713 |  | EPD | Environmental Product Declaration
033713 |  | SAM | Waterstops and each exposed product and for each color and finish specified.
033713 |  | QCS | Design Mixtures for each shotcrete mixture and submit alternative design mixtures when circumstances warrant adjustments.
033713 |  | QCS | Qualification Data
033713 |  | QCS | Material Certificates
033713 |  | QCS | Preconstruction Test Reports
033713 |  | QCS | Field Quality-Control Reports
034100 |  |  | PRECAST STRUCTURAL CONCRETE
034100 |  | SD | Submit fully dimensioned fabrication and erection drawings
034100 |  | SD | Design Calculations
034100 |  | SD | Revised copies shall be submitted for formal approval and record.
034100 |  | PD | Mold Materials
034100 |  | PD | Reinforcing Materials
034100 |  | PD | Prestressing Tendons
034100 |  | PD | Concrete Materials
034100 |  | PD | Steel Connection Materials
034100 |  | PD | Stainless Steel Connection Materials
034100 |  | PD | Bearing Pads
034100 |  | PD | Accessories
034100 |  | PD | Grout Materials
034100 |  | PD | Thin Brick and Accessories
034100 |  | PD | Stone Materials and Accessories
034100 |  | PD | Insulated Flat-Wall Panel Accessories
034100 |  | PD | Concrete Mixtures
034100 |  | PD | Mold Fabrication
034100 |  | PD | Thin-Brick Facings
034100 |  | PD | Stone Facings
034100 |  | PD | Fabrication
034100 |  | PD | Casting Insulated Wall Panels
034100 |  | PD | Fabrication Tolerances
034100 |  | PD | Commercial Finishes
034100 |  | PD | Commercial Architectural Finishes
034100 |  | PD | Source Quality Control
034100 |  | EPD | Environmental Product Declaration
034100 |  | SAM | Finishes indicated on exposed surfaces of precast structural concrete units with architectural finish, in sets of three, representative of finish, color, and texture variations expected.
034100 |  | SAM | Samples for each thin-brick unit required
034100 |  | SAM | Grout Samples for Initial Selection
034100 |  | SAM | Grout Samples for Verification
034100 |  | QCS | Sustainable Design Submittals
034100 |  | QCS | Design Mixtures: For each precast concrete mixture. Include compressive strength and, if required, water-absorption tests.
034100 |  | QCS | Delegated-Design Submittal: For precast structural concrete indicated to comply with performance requirements and design criteria. | D
034100 |  | QCS | Qualification Data
034100 |  | QCS | Welding Certificates
034100 |  | QCS | Material Certificates
034100 |  | QCS | Material Test Reports: for aggregates, by a qualified testing agency
034100 |  | QCS | Preconstruction Test Reports
034100 |  | QCS | Source Quality-Control Reports
034100 |  | QCS | Field Quality-Control Reports
034500 |  |  | PRECAST ARCHITECTURAL CONCRETE
034500 |  | SD | Detail fabrication and installation of architectural precast concrete units.
034500 |  | PD | Mold Materials
034500 |  | PD | Reinforcing Materials
034500 |  | PD | Prestressing Tendons
034500 |  | PD | Concrete Materials
034500 |  | PD | Steel Connection Materials
034500 |  | PD | Stainless Steel Connection Materials
034500 |  | PD | Bearing Pads
034500 |  | PD | Accessories
034500 |  | PD | Grout Materials
034500 |  | PD | Thin Brick and Accessories
034500 |  | PD | Stone Materials and Accessories
034500 |  | PD | Insulated Panel Accessories
034500 |  | PD | Concrete Mixtures
034500 |  | PD | Mold Fabrication
034500 |  | PD | Thin-Brick Facings
034500 |  | PD | Stone Facings
034500 |  | PD | Fabrication
034500 |  | PD | Insulated Panel Casting
034500 |  | PD | Fabrication Tolerances
034500 |  | PD | Finishes
034500 |  | PD | Source Quality Control
034500 |  | EPD | Environmental Product Declaration
034500 |  | SAM | For each type of finish indicated on exposed surfaces of architectural precast concrete units, in sets of three, representative of finish, color, and texture variations expected.
034500 |  | QCS | Design Mixtures: For each precast concrete mixture. Include compressive strength and water-absorption tests.
034500 |  | QCS | Delegated-Design Submittal: For architectural precast concrete indicated to comply with performance requirements and design criteria.
034500 |  | QCS | Qualification Data
034500 |  | QCS | Welding Certificates
034500 |  | QCS | Material Certificates
034500 |  | QCS | Material Test Reports
034500 |  | QCS | Preconstruction Test Reports
034500 |  | QCS | Source Quality-Control Test Reports
034500 |  | QCS | Field Quality-Control and Special Inspection Reports
035300 |  |  | CONCRETE TOPPING
035300 |  | PD | Concrete Floor Toppings
035300 |  | PD | Curing Materials
035300 |  | PD | Related Materials
035300 |  | PD | Mixing
035300 |  | EPD | Environmental Product Declaration
035300 |  | QCS | Product Test Reports: For each concrete floor topping
035300 |  | QCS | Field Quality-Control Test Reports
035413 |  |  | GYPSUM CEMENT UNDERLAYMENT
035413 |  | SD | Include plans indicating substrates, locations, and average depths of underlayment based on survey of substrate conditions.
035413 |  | PD | Gypsum Cement Underlayment
035413 |  | PD | Reinforcement
035413 |  | PD | Primer
035413 |  | PD | Corrosion-Resistant Coating
035413 |  | PD | Surface Sealer
035413 |  | PD | Sound Control Mat
035413 |  | QCS | Qualification Data: For Installer
035413 |  | QCS | Test Reports for fire-resistant ratings. STC-rated and IIC-rated assemblies from a qualified testing agency.
035416 |  |  | HYDRAULIC CEMENT UNDERLAYMENT
035416 |  | SD | Include plans indicating substrates, locations, and average depths of underlayment based on survey of substrate conditions.
035416 |  | PD | Hydraulic Cemenrt Underlayment
035416 |  | PD | Reinforcement
035416 |  | PD | Primer
035416 |  | PD | Corrosion-Resistant Coating
035416 |  | PD | Surface Sealer
035416 |  | PD | Sound Control Mat
035416 |  | QCS | Qualifications Data: For Installer
035416 |  | QCS | Test Reports for fire-resistant ratings. STC-rated and IIC-rated assemblies from a qualified testing agency.
036000 |  |  | GROUTING
036000 |  | PD | Manufacturer information regarding grout
036000 |  | PD | Manufacturer's Certificate
036000 |  | PD | Field Quality-Control Submittals
036000 |  | PD | Qualifications Statement
036000 |  | LEED | Documentation Requirements
036000 |  | LEED | Manufacturer's Certificate
036000 |  | LEED | Product Cost Data
036000 |  | PD | Portland Cement Grout
036000 |  | PD | Rapid-Curing Epoxy Grout
036000 |  | PD | Nonshrink Cementitious Grout
036000 |  | PD | Formwork
036000 |  | PD | Sustainability Characteristics

## Div.4
SUBMITTALS FOR APPROVAL |  |  |  | Send to: | Critical Submittals | Contractor's Projected Dates Allow at least 4 weeks for Approval (allows time for any resubmission)
Spec Section | Sub Section | Type | Description | F | Mark "X" for all that apply | Projected Transmittal Date: | Projected Approval Date: | Projected Delivery Date:
F/O
D
040110 |  |  | MASONRY CLEANING
040110 |  | PD | Paint Removers
040110 |  | PD | Cleaning Materials
040110 |  | PD | Accessory Materials
040110 |  | PD | Chemical Cleaning Solutions
040110 |  | QCS | Qualification Data: For paint-remover manufacturer and chemical-cleaner manufacturer.
040110 |  | QCS | Preconstruction Test Reports: For cleaning materials and methods.
040110 |  | QCS | Cleaning Program
040120-63 |  |  | BRICK MASONRY REPAIR
040120-63 |  | SD | Full detailed drawings of replacement bricks on the structure.
040120-63 |  | PD | Masonry Materials
040120-63 |  | PD | Mortar Materials
040120-63 |  | PD | Manufactured Repair Materials
040120-63 |  | PD | Accessory Materials
040120-63 |  | PD | Mortar Mixes
040120-63 |  | SAM | Colored Mortar
040120-63 |  | SAM | Sand Types Used for Mortar
040120-63 |  | SAM | Patching Compound
040120-63 |  | SAM | Include similar Samples of accessories involving color selection.
040120-63 |  | SAM | Verification - Each type of brick unit to be used for replacing existing units
040120-63 |  | SAM | Verification - Each type of patching compound in the form of briquettes, at least 3 inches long by 1-1/2 inches wide
040120-63 |  | SAM | Verification - Accessories: Each type of accessory and miscellaneous support.
040120-63 |  | QCS | Qualification Data
040120-63 |  | QCS | Preconstruction Test Reports
040120-63 |  | QCS | Quality-Control Program
040120-64 |  |  | BRICK MASONRY REPOINTING
040120-64 |  | SD | Full detailed drawings of repointing work on the structure.
040120-64 |  | PD | Mortar Materials
040120-64 |  | PD | Accessory Materials
040120-64 |  | PD | Mortar Mixes
040120-64 |  | SAM | Pointing Mortar
040120-64 |  | SAM | Sand Type Used for Pointing Mortar
040120-64 |  | SAM | Sealant Materials
040120-64 |  | SAM | Include similar Samples of accessories involving color selection.
040120-64 |  | SAM | Verification - Each type, color, and texture of pointing mortar in the form of sample mortar strips.
040120-64 |  | SAM | Verification - Sealant Materials
040120-64 |  | SAM | Verification - Accessories: Each type of accessory and miscellaneous support
040120-64 |  | QCS | Qualification Data
040120-64 |  | QCS | Preconstruction Test Reports
040120-64 |  | QCS | Quality-Control Program
040140-61 |  |  | STONE REPAIR
040140-61 |  | SD | Full detailed drawings of replacement stone units on the structure and their jointing, showing relation of existing and new or relocated units.
040140-61 |  | PD | Stone Materials
040140-61 |  | PD | Mortar Materials
040140-61 |  | PD | Accessory Materials
040140-61 |  | PD | Mortar Mixes
040140-61 |  | SAM | Colored Mortar
040140-61 |  | SAM | Sand Types Used for Mortar
040140-61 |  | SAM | Patching Compound
040140-61 |  | SAM | Include Similar Samples of accessories involving color selection.
040140-61 |  | SAM | Verification - Each type of replacement stone
040140-61 |  | SAM | Verification - Each type of patching compound in form of briquettes, at least 3 inches long by 1-1/2 inches wide.
040140-61 |  | SAM | Verification - Each type of adhesive.
040140-61 |  | SAM | Verification - Accessories: Each type of anchor, accessory, and miscellaneous support.
040140-61 |  | QCS | Qualification Data
040140-61 |  | QCS | Preconstruction Test Reports
040140-61 |  | QCS | Quality-Control Program
040140-62 |  |  | STONE REPOINTING
040140-62 |  | SD | Full detailed drawings of repointing work on the structure
040140-62 |  | PD | Mortar Materials
040140-62 |  | PD | Accessory Materials
040140-62 |  | PD | Mortar Mixes
040140-62 |  | SAM | Colored Mortar
040140-62 |  | SAM | Sand Types Used for Mortar
040140-62 |  | SAM | Sealant Materials
040140-62 |  | SAM | Include similar Samples of accessories involving color selection.
040140-62 |  | SAM | Verification - Each type, color, and texture of pointing mortar in the form of sample mortar strips
040140-62 |  | SAM | Verification - Sealant materials
040140-62 |  | SAM | Verification - Accessories: Each type of anchor, accessory, and miscellaneous support.
040140-62 |  | QCS | Qualification Data
040140-62 |  | QCS | Preconstruction Test Reports
040140-62 |  | QCS | Quality-Control Program
040310 |  |  | HISTORIC MASONRY CLEANING
040310 |  | PD | Paint Removers
040310 |  | PD | Cleaning Materials
040310 |  | PD | Accessory Materials
040310 |  | PD | Chemical-Cleaning Solutions
040310 |  | PD | Poultices
040310 |  | QCS | Qualification Data
040310 |  | QCS | Preconstruction Test Reports: For cleaning materials and methods.
040310 |  | QCS | Quality-Control Program
040310 |  | QCS | Cleaning Program
040322 |  |  | HISTORIC BRICK UNIT MASONRY REPAIR
040322 |  | SD | Full detailed drawings of masonry repair work on the structure.
040322 |  | PD | Masonry Materials
040322 |  | PD | Mortar Materials
040322 |  | PD | Manufactured Repair Materials
040322 |  | PD | Accessory Materials
040322 |  | PD | Mortar Mixes
040322 |  | SAM | Colored Mortar
040322 |  | SAM | Sand Types Used for Mortar
040322 |  | SAM | Include similar Samples of accessories involving color selection.
040322 |  | SAM | Verification - Each type of brick to be used for replacing existing units.
040322 |  | SAM | Verification - Each type of patching compound in the form of briquettes, at least 3 inches (75 mm) long by 1-1/2 inches (38 mm) wide.
040322 |  | SAM | Verification - Accessories: Each type of anchor, accessory, and miscellaneous support.
040322 |  | QCS | Qualification Data
040322 |  | QCS | Preconstruction Test Reports
040322 |  | QCS | Quality-Control Program
040322 |  | QCS | Unit Masonry Historic Treatment Program
040323 |  |  | HISTORIC BRICK UNIT MASONRY REPOINTING
040323 |  | SD | Full detailed drawings of repointing work on the structure
040323 |  | PD | Mortar Materials
040323 |  | PD | Accessory Materials
040323 |  | PD | Mortar Mixes
040323 |  | SAM | Pointing Mortar
040323 |  | SAM | Sand Type Used for Pointing Mortar
040323 |  | SAM | Sealant Materials
040323 |  | SAM | Include similar Samples of accessoreis involving color selection.
040323 |  | SAM | Verification - Each type, color, and texture of pointing mortar in the form of sample mortar strips.
040323 |  | SAM | Verification - Sealant Materials
040323 |  | SAM | Verification - Accessories: Each type of anchor, accessory, and miscellaneous support.
040323 |  | QCS | Qualification Data
040323 |  | QCS | Preconstruction Test Reports: For existing bricks and mortar.
040323 |  | QCS | Quality-Control Program
040323 |  | QCS | Unit Masonry Historic Treatment Program
040326 |  |  | HISTORIC TERRA COTTA UNIT MASONRY REPAIR
040326 |  | SD | Full detailed drawings of masonry repair work on the structure.
040326 |  | PD | Masonry Materials
040326 |  | PD | Mortar Materials
040326 |  | PD | Manufactured Repair Materials
040326 |  | PD | Accessory Materials
040326 |  | PD | Mortar Mixes
040326 |  | SAM | Colored Mortar
040326 |  | SAM | Sand Types Used for Mortar
040326 |  | SAM | Patching Compound
040326 |  | SAM | Terra Cotta Glaze Replacement
040326 |  | SAM | Include similar Samples of accessories involving color section.
040326 |  | SAM | Verification - Each type of terra cotta composition and color to be used for replacing existing units. Include sets of Samples to show the full range of color and texture to be expected.
040326 |  | SAM | Verification - Each type of patching compound in the form of briquettes, at least 3 inches (75 mm) long by 1-1/2 inches (38 mm) wide.
040326 |  | SAM | Verification - Each color of terra cotta glaze replacement applied to briquettes, at least 3 inches (75 mm) long by 1-1/2 inches (38 mm) wide.
040326 |  | SAM | Verification - Accessories: Each type of anchor, accessory, and miscellaneous support.
040326 |  | QCS | Qualification Data
040326 |  | QCS | Preconstruction Test Reports
040326 |  | QCS | Quality-Control Program
040326 |  | QCS | Terra Cotta Historic Treatment Program
040327 |  |  | HISTORIC TERRA COTTA UNIT MASONRY REPOINTING
040327 |  | SD | Full detailed drawings of repointing work on the structure
040327 |  | PD | Mortar Materials
040327 |  | PD | Accessory Materials
040327 |  | PD | Mortar Mixes
040327 |  | SAM | Pointing Mortar
040327 |  | SAM | Sand Type Used for Pointing Mortar
040327 |  | SAM | Sealant Materials
040327 |  | SAM | Include similar Samples of accessories involving color selection.
040327 |  | SAM | Verification - Each type, color, and texture of pointing mortar in the form of sample mortar strips.
040327 |  | SAM | Verification - Sealant Materials
040327 |  | SAM | Verification - Accessories: Each type of anchor, accessory and miscellaneous support.
040327 |  | QCS | Qualification Data
040327 |  | QCS | Preconstruction Test Reports: For existing terra cotta unts and mortar.
040327 |  | QCS | Quality-Control Program
040327 |  | QCS | Terra Cotta Historic Treatment Program
040336 |  |  | HISTORIC TREATMENT OF ADOBE MASONRY
040336 |  | SD | Full detailed drawings of adobe repair work on the structure.
040336 |  | PD | Adobe Replacement Units
040336 |  | PD | Adobe Mortar
040336 |  | PD | Adobe Sol Mix
040336 |  | PD | Plaster
040336 |  | PD | Paint
040336 |  | PD | Materials
040336 |  | SAM | Adobe Soil
040336 |  | SAM | Include Samples of other products involving color selection.
040336 |  | SAM | Verification - Adobe Units
040336 |  | SAM | Verification - Plaster
040336 |  | SAM | Verification - Paint
040336 |  | SAM | Verification - Other Products: Each type in a manufacturer's standard size.
040336 |  | QCS | Qualification Data: For qualified historic treatment specialist
040336 |  | QCS | Preconstruction Test Reports
040336 |  | QCS | Adobe Historic Treatment Program: Submit bedore work begins.
040342 |  |  | HISTORIC STONE MASONRY REPAIR
040342 |  | SD | Full detailed drawings of stone repair work on the structure.
040342 |  | PD | Masonry Materials
040342 |  | PD | Mortar Materials
040342 |  | PD | Accessory Materials
040342 |  | PD | Mortar Mixes
040342 |  | SAM | Colored Mortar
040342 |  | SAM | Each type of sand used for mortar; minimum 8 oz. (240 mL) of each in plastic screw-top jars.
040342 |  | SAM | Patching Compound
040342 |  | SAM | Include similar Samples of accessories involving color selection.
040342 |  | SAM | Verification - Each type of replacement stone
040342 |  | SAM | Verification - Each type of patching compound in form of briquettes, at least 3 inches (75 mm) long by 1-1/2 inches (38 mm) wide.
040342 |  | SAM | Verification - Each type of adhesive
040342 |  | SAM | Verification - Accessories: Each type of anchor, accessory, and miscellaneous support.
040342 |  | QCS | Qualification Data
040342 |  | QCS | Preconstruction Test Reports: For existing stone types and mortar and replacement stone types.
040342 |  | QCS | Quality-Control Program
040342 |  | QCS | Stone Historic Treatment Program
040343 |  |  | HISTORIC STONE MASONRY REPOINTING
040343 |  | SD | Full detailed drawings of repointing work on the structure.
040343 |  | PD | Mortar Materials
040343 |  | PD | Accessory Materials
040343 |  | PD | Mortar Mixes
040343 |  | SAM | Pointing Mortar
040343 |  | SAM | Each type of sand used for pointing mortar; minimum 8 oz. (240 mL) of each in plastic screw-top jars.
040343 |  | SAM | Sealant Materials
040343 |  | SAM | Include similar Samples of accessories involving color selection.
040343 |  | SAM | Verification - Each type, color, and texture of pointing mortar in the form of sample mortar strips.
040343 |  | SAM | Verification - Sealant Materials
040343 |  | SAM | Verification - Accessories: Each type of anchor, accessory and miscellaneous support.
040343 |  | QCS | Qualification Data
040343 |  | QCS | Preconstruction Test Reports: For existing stone types and mortar.
040343 |  | QCS | Quality-Control Program
040343 |  | QCS | Stone Historic Treatment Program
040345 |  |  | HISTORIC STONE CONSOLIDATION TREATMENT
040345 |  | PD | Stone Consolidation Materials
040345 |  | PD | Accessory Materials
040345 |  | QCS | Qualification Data
040345 |  | QCS | Preconstruction Test Reports: For consolidation treatment on existing stone.
040345 |  | QCS | Stone Consolidation Treatment Program
042000 |  |  | UNIT MASONRY
042000 |  | SD | Masonry Units
042000 |  | SD | Stone Trim Units
042000 |  | SD | Reinforcing Steel
042000 |  | SD | Fabricated Flashing
042000 |  | PD | Unit Masonry, General
042000 |  | PD | Concrete Masonry Units
042000 |  | PD | Concrete and Masonry Lintels
042000 |  | PD | Brick
042000 |  | PD | Structural Clay Facing Tile
042000 |  | PD | Fireplace and Chimney Lining Units
042000 |  | PD | Stone Trim Units
042000 |  | PD | Mortar and Grout Materials
042000 |  | PD | Reinforcement
042000 |  | PD | Ties and Anchors
042000 |  | PD | Embedded Flashing Materials
042000 |  | PD | Miscellaneous Masonry Accessories
042000 |  | PD | Masonry-Cell Fill
042000 |  | PD | Masonry Cleaners
042000 |  | PD | Mortar and Grout Mixes
042000 |  | SAM | Decorative CMUs, in the form of small-scale units.
042000 |  | SAM | Pre-faced CMUs
042000 |  | SAM | Concrete Face Brick, in the form of small-scale units.
042000 |  | SAM | Clay Face Hollow Brick, in the form of straps of five or more bricks.
042000 |  | SAM | Glazed Brick
042000 |  | SAM | Glazed Structural Clay Tile
042000 |  | SAM | Stone Trim
042000 |  | SAM | Colored Mortar
042000 |  | SAM | Weep Holes/Cavity Vents
042000 |  | SAM | Verification - Exposed Decorative CMUs
042000 |  | SAM | Verification - Pre-faced CMUs
042000 |  | SAM | Verification - Concrete Face Brick
042000 |  | SAM | Verification - Clay Face Hollow Brick, in the form of straps of five or more bricks.
042000 |  | SAM | Verification - Special Brick Shapes
042000 |  | SAM | Verification - Glazed Brick
042000 |  | SAM | Verification - Glazed Structural Clay Tile
042000 |  | SAM | Verification - Unglazed Structural Clay Tile
042000 |  | SAM | Verification - Stone Trim
042000 |  | SAM | Verification - Pigmented and Color-Aggregate Mortar
042000 |  | SAM | Verification - Weep Holes
042000 |  | SAM | Verification - Accessories Embedded in Masonry
042000 |  | QCS | List of Materials Used in Constructing Mockups
042000 |  | QCS | Qualification Data: For testing agency.
042000 |  | QCS | Material Certificates - Masonry Units
042000 |  | QCS | Material Certificates - Integral Water Repellant used in CMUSs.
042000 |  | QCS | Material Certificates - Cementitious Materials
042000 |  | QCS | Material Certificates - Mortar Admixtures
042000 |  | QCS | Material Certificates - Preblended, dry mortar mixes
042000 |  | QCS | Material Certificates - Grout Mixes
042000 |  | QCS | Material Certificates - Reinforcing Bars
042000 |  | QCS | Material Certificates - Joint Reinforcement
042000 |  | QCS | Material Certificates - Anchors, Ties and Metal Accessories
042000 |  | QCS | Mix Designs: For each type of mortar and grout.
042000 |  | QCS | Statement of Compressive Strength of Masonry
042000 |  | QCS | Cold Weather and Hot Weather Procedures
042200 |  |  | CONCRETE UNIT MASONRY
042200 |  | SD | Masonry Units
042200 |  | SD | Reinforcing Steel
042200 |  | SD | Fabricated Flashing
042200 |  | PD | Unit Masonry, General
042200 |  | PD | Concrete Masonry Units
042200 |  | PD | Concrete and Masonry Lintels
042200 |  | PD | Mortar and Grout Materials
042200 |  | PD | Reinforcement
042200 |  | PD | Ties and Anchors
042200 |  | PD | Embedded Flashing Materials
042200 |  | PD | Miscellaneous Masonry Accessories
042200 |  | PD | Masonry-Cell Fill
042200 |  | PD | Mortar and Grout Mixes
042200 |  | SAM | Decorative CMUs, in the form of small-scale units
042200 |  | SAM | Pre-faced CMUs
042200 |  | SAM | Colored Mortar
042200 |  | SAM | Weep Holes/Vents
042200 |  | SAM | Verification - Exposed Decorative CMUs
042200 |  | SAM | Verification - Pre-faced CMUs
042200 |  | SAM | Verification - Pigmented and Color-Aggregate Mortar
042200 |  | QCS | Qualification Data: For testing agnecy
042200 |  | QCS | Material Certificates - Masonry Units
042200 |  | QCS | Material Certificates - Integral Water Repellant used in CMUSs
042200 |  | QCS | Material Certificates - Cementitious Materials
042200 |  | QCS | Material Certificates - Mortar Admixtures
042200 |  | QCS | Material Certificates - Preblended, dry mortar mixes
042200 |  | QCS | Material Certificates - Grout Mixes
042200 |  | QCS | Material Certificates - Reinforcing Bars
042200 |  | QCS | Material Certificates - Joint Reinforcement
042200 |  | QCS | Material Certificates - Anchors, Ties and Metal Accessories
042200 |  | QCS | Mix Designs: For each type of mortar and grout.
042200 |  | QCS | Statement of Compressive Strength of Masonry
042200 |  | QCS | Cold Weather and Hot Weather Procedures
042200 |  | QCS | Source Quality-Control Reports
042300 |  |  | GLASS UNIT MASONRY
042300 |  | SD | Show fabrication and installation details for glass unit masonry, including vertical and horizontal coursing, anchors, reinforcement, and expansion strips and [glass-block grid systems.
042300 |  | PD | Fire-Rated Glass Unit Masonry
042300 |  | PD | Glass Block
042300 |  | PD | Glass-Block Grid Systems
042300 |  | PD | Mortar Materials
042300 |  | PD | Glass Unit Masonry Accessories
042300 |  | PD | Mortar Mixes
042300 |  | SAM | Manufacturer's actual glass-block units, glass-block grid material and joint materials involving color selection.
042300 |  | SAM | Verification - Panels consisting of four full-size glass-block units with glass-block grid mortar and sealant joints.
042300 |  | QCS | Delegated-Design Submittal
042300 |  | QCS | Evaluation Reports: For post-installed anchors, from UNIFORM CODE-ES.
042300 |  | QCS | Qualification Data: For professional Director's Representative.
042613 |  |  | MASONRY VENEER
042613 |  | SD | Masonry Units
042613 |  | SD | Stone Trim Units
042613 |  | SD | Fabricated Flashing
042613 |  | PD | Unit Masonry, General
042613 |  | PD | Brick
042613 |  | PD | Concrete Masonry Units
042613 |  | PD | Stone Trim Units
042613 |  | PD | Mortar Materials
042613 |  | PD | Ties and Anchors
042613 |  | PD | Embedded Flashing Materials
042613 |  | PD | Miscellaneous Masonry Accessories
042613 |  | PD | Masonry Cleaners
042613 |  | PD | Masonry Mixes
042613 |  | SAM | Clay Face Brick
042613 |  | SAM | Glazed Brick
042613 |  | SAM | Decorative CMUs, in the form of small-scale units.
042613 |  | SAM | Concrete Face Brick, in the form of small-scale units.
042613 |  | SAM | Stone Trim
042613 |  | SAM | Colored Mortar
042613 |  | SAM | Weep Holes/Vents
042613 |  | SAM | Verification - Clay Face Brick, in the form of straps of five or more bricks.
042613 |  | SAM | Verification - Glazed Brick
042613 |  | SAM | Verification - Special Brick Shapes
042613 |  | SAM | Verification - Decorative CMUs
042613 |  | SAM | Verification - Concrete Face Brick
042613 |  | SAM | Verification - Stone Trim
042613 |  | SAM | Verification - Pigmented and Colored-Aggregate Mortar
042613 |  | SAM | Verification - Weep Holes and Vents
042613 |  | SAM | Verification - Accessories Embedded in Masonry
042613 |  | QCS | List of Materials used in Constructing Mockups
042613 |  | QCS | Material Certificates - Masonry Units
042613 |  | QCS | Material Certificates - Integral Water Repellant used in decorative CMUs.
042613 |  | QCS | Material Certificates - Cementitious Materials
042613 |  | QCS | Material Certificates - Mortar Admixtures
042613 |  | QCS | Material Certificates - Preblended, Dry Mortar Mixes
042613 |  | QCS | Material Certificates - Anchors, Ties and Metal Accessories
042613 |  | QCS | Mix Designs: For each type of mortar.
042613 |  | QCS | Cold Weather and Hot Weather Procedures
044200 |  |  | EXTERIOR STONE CLADDING
044200 |  | SD | Full detailed drawings for stone cladding assembly.
044200 |  | PD | Granite
044200 |  | PD | Limestone
044200 |  | PD | Marble
044200 |  | PD | Quartz-Based Stone
044200 |  | PD | Serpentine
044200 |  | PD | Slate
044200 |  | PD | Travertine
044200 |  | PD | Other Stone
044200 |  | PD | Framing for Backup Structure
044200 |  | PD | Anchors and Fasteners
044200 |  | PD | Mortar Materials
044200 |  | PD | Stone Accessories
044200 |  | PD | Fabrication of Stone
044200 |  | PD | Fabrication of Backup Structure
044200 |  | PD | Shop-Painted Steel Finishes
044200 |  | PD | Mortar Mixes
044200 |  | PD | Source Quality Control
044200 |  | SAM | Joint materials involving color selection
044200 |  | SAM | Verification - Stone
044200 |  | SAM | Verification - Colored Pointing Mortar
044200 |  | SAM | Verification - Sealant
044200 |  | QCS | Delegated-Design Submittal: For stone cladding assembly
044200 |  | QCS | Qualification Data
044200 |  | QCS | Welding Certificates
044200 |  | QCS | Material Test Reports - Stone Test Reports
044200 |  | QCS | Material Test Reports - For metal components, by a qualified testing agency, indicating chemical and physical properties of metal.
044200 |  | QCS | Material Test Reports - Sealant Compatibility and Adhesion Test Report
044200 |  | QCS | Preconstruction Test Reports
044200 |  | QCS | Source Quality-Control
044200 |  | QCS | Cold-Weather Procedures
044200 |  | QCS | Stone Units
044313-13 |  |  | ANCHORED STONE MASONRY VENEER
044313-13 |  | PD | Granite
044313-13 |  | PD | Limestone
044313-13 |  | PD | Quartz-Based Stone
044313-13 |  | PD | Other Stone
044313-13 |  | PD | Mortar Materials
044313-13 |  | PD | Veneer Anchors
044313-13 |  | PD | Stone Trim Anchors
044313-13 |  | PD | Embedded Flashing Materials
044313-13 |  | PD | Miscellaneous Masonry Accessories
044313-13 |  | PD | Masonry Cleaners
044313-13 |  | PD | Fabrication
044313-13 |  | PD | Mortar Mixes
044313-13 |  | SAM | Colored Mortar and other items involving color selection.
044313-13 |  | SAM | Verification - For each stone type indicated.
044313-13 |  | SAM | Verification - For each color of mortar required.
044313-13 |  | QCS | Qualification Data: For Installer
044313-13 |  | QCS | List of Materials Used in Constructing Mockups
044313-13 |  | QCS | Material Test Reports - Stone Test Reports
044313-13 |  | QCS | Material Test Reports - Sealant Compatibility and Adhesion Test Report.
044313-16 |  |  | ADHERED STONE MASONRY VENEER
044313-16 |  | PD | Granite
044313-16 |  | PD | Limestone
044313-16 |  | PD | Quartz-Based Stone
044313-16 |  | PD | Other Stone
044313-16 |  | PD | Mortar Materials
044313-16 |  | PD | Stone Trim Anchors
044313-16 |  | PD | Embedded Flashing Materials
044313-16 |  | PD | Miscellaneous Masonry Accessories
044313-16 |  | PD | Masonry Cleaners
044313-16 |  | PD | Fabrication
044313-16 |  | PD | Mortar Mixes
044313-16 |  | SAM | Colored Mortar and other items involving color selection
044313-16 |  | SAM | Verification - For each stone type indicated.
044313-16 |  | SAM | Verification - For each color of mortar required.
044313-16 |  | QCS | Qualification Data: For Installer
044313-16 |  | QCS | List of Materials Used in Constructing Mockups
044313-16 |  | QCS | Material Test Reports - Stone Test Reports
044313-16 |  | QCS | Material Test Reports - Sealant Compatibility and Adhesion Test Report.
047200 |  |  | CAST STONE MASONRY
047200 |  | SD | Full detailed drawings for cast-stone units.
047200 |  | PD | Cast-Stone Materials
047200 |  | PD | Cast-Stone Units
047200 |  | PD | Mortar Materials
047200 |  | PD | Accessories
047200 |  | PD | Mortar Mixes
047200 |  | PD | Source Quality Control
047200 |  | SAM | Colored Mortar
047200 |  | SAM | Verification - For each color and texture of cast stone required, 10 inches square in size.
047200 |  | SAM | Verification - For each trim shape required, 10 inches in length.
047200 |  | SAM | Verification - For colored mortar
047200 |  | SAM | Full -Size: For each color, texture and shape of cast-stone unit requied.
047200 |  | QCS | Qualification Data: For manufacturer and testing agency
047200 |  | QCS | Material Test Reports: For each mix required to produce cast stone, based on testing according to ASTM C1364, including test for resistance to freezing and thawing.

## Div.5
SUBMITTALS FOR APPROVAL |  |  |  | Send to: | Critical Submittals | Contractor's Projected Dates Allow at least 4 weeks for Approval (allows time for any resubmission)
Spec Section | Sub Section | Type | Description | F | Mark "X" for all that apply | Projected Transmittal Date: | Projected Approval Date: | Projected Delivery Date:
F/O
D
050371 |  |  | HISTORIC DECORATIVE METAL CLEANING
050371 |  | PD | Cleaning Materials
050371 |  | PD | Paint Removers
050371 |  | PD | Miscellaneous Materials
050371 |  | PD | Ferrous Metal Primers
050371 |  | QCS | Qualification Data
050371 |  | QCS | Decorative Metal Historic Treatment Program: For cleaning historic decorative metalwork.
050371 |  | QCS | Preconstructive Test Reports: For chemical cleaning of and paint removal from historic decorative metal.
050372 |  |  | HISTORIC DECORATIVE METAL REPAIR
050372 |  | SD | Full detailed drawings of repair and replacement work.
050372 |  | PD | Metal Materials
050372 |  | PD | Wood Materials
050372 |  | PD | Preparatory Cleaning Materials
050372 |  | PD | Fasteners
050372 |  | PD | Accessories
050372 |  | PD | Metal Fabrication
050372 |  | PD | Finishes, General
050372 |  | PD | Aluminum Finishes
050372 |  | PD | Copper-Alloy Finishes
050372 |  | PD | Ferrous Metal Finishes
050372 |  | PD | Stainless Steel Finishes
050372 |  | SAM | Each type of decorative metal item and component with factory-applied finishes.
050372 |  | SAM | Verification - Each type of new material to be used for replacing existing or missing decorative metal.
050372 |  | SAM | Verification - Fittings and Brackets
050372 |  | SAM | Verification - Each type of exposed connection between components.
050372 |  | SAM | Verification - Each type of exposed finish prepared on metal of the same alloy to be used for the Work of this Section.
050372 |  | SAM | Verification - Wood Rail
050372 |  | SAM | Verification - Sealant Materials
050372 |  | SAM | Verification - Accessories
050372 |  | QCS | Delelgated-Design Submittal
050372 |  | QCS | Qualification Data: For historic treatment specialist
050372 |  | QCS | Evaluation Reports: For post-installed structural anchors, from ICC-ES.
050372 |  | QCS | Decorative Metal Historic Treatment Program: For repairing historic decorative metalwork.
050373 |  |  | HISTORIC DECORATIVE METAL REFINISHING
050373 |  | SD | Include plans, elevations, and sections showing locations and extent of refinishing work.
050373 |  | SD | Include field-verified dimensions.
050373 |  | PD | Preparatory Cleaning Materials
050373 |  | PD | Protective Coating Materials
050373 |  | PD | Miscellaneous Materials
050373 |  | PD | Finishes, General
050373 |  | PD | Aluminum Finishes
050373 |  | PD | Copper-Alloy Finishes
050373 |  | PD | Ferrous Metal Finishes
050373 |  | PD | Stainless Steel Finishes
050373 |  | PD | Plated Finishes
050373 |  | SAM | A range of each type of exposed finish prepared on metal of the same alloy matching existing metal.
050373 |  | SAM | For the following products in manufacturer's standard sizes unless otherwise indicated, finished as required for use in the Work:
050373 |  | QCS | Qualification Data
050373 |  | QCS | Decorative Metal Historic Treatment Program
050374 |  |  | HISTORIC DECORATIVE METAL REPLICATION
050374 |  | SD | Full detailed drawings of replication work.
050374 |  | PD | Metal Materials
050374 |  | PD | Protective Coating Materials
050374 |  | PD | Miscellaneous Materials
050374 |  | PD | Metal Fabrication
050374 |  | PD | General Finish Requirements
050374 |  | PD | Aluminum Finishes
050374 |  | PD | Stainless Stel Finishes
050374 |  | PD | Copper-Alloy Finishes
050374 |  | PD | Ferrous Metal Finishes
050374 |  | PD | Plated Finishes
050374 |  | SAM | Each type of decorative metal item and component with applied finishes.
050374 |  | SAM | Sealant Materials
050374 |  | SAM | Accessories to Verify Color Selection
050374 |  | SAM | Verification - Each type of new material to be used for replacing existing or missing decorative metal.
050374 |  | SAM | Verification - Fittings and Brackets
050374 |  | SAM | Verification - Medallions
050374 |  | SAM | Verification - Each type of exposed connection between components.
050374 |  | SAM | Verification - Each type of exposed finish prepared on metal of the same alloy to be used for the Work of this Section.
050374 |  | SAM | Verification - Wood Rail
050374 |  | SAM | Verification - Sealant Materials
050374 |  | SAM | Verification - Accessories: Each type of anchor, accessory and miscellaneous support in required finishes.
050374 |  | QCS | Qualification Statements: For historic treatment specialist
050374 |  | QCS | Decorative Metal Historic Treatment Program
050383 |  |  | HISTORIC CAST IRON REPAIR
050383 |  | SD | Full detailed drawings of repair and replacement work.
050383 |  | PD | Metal Materials
050383 |  | PD | Wood Materials
050383 |  | PD | Preparatory Cleaning Materials
050383 |  | PD | Pinning Materials
050383 |  | PD | Metal Stitching Materials
050383 |  | PD | Fasteners
050383 |  | PD | Accessories
050383 |  | PD | Cast-Metal Fabrication
050383 |  | PD | Finishes, General
050383 |  | PD | Aluminum Finishes
050383 |  | PD | Copper-Alloy Finishes
050383 |  | PD | Ferrous Metal Finishes
050383 |  | SAM | For each type of cast-iron item and component with factory-applied finishes.
050383 |  | SAM | Verification - Each type of new material to be used for replacing existing or missing cast iron.
050383 |  | SAM | Verification - Fittings and brackets
050383 |  | SAM | Verification - Each type pf exposed connection between components.
050383 |  | SAM | Verification - Each type of exposed finish
050383 |  | SAM | Verification - Wood Rail
050383 |  | SAM | Verification - Sealant Materials
050383 |  | SAM | Verification - Accessories: Each type of anchor, accessory, and miscellaneous support in required finishes.
050383 |  | QCS | Delegated-Design Submittal
050383 |  | QCS | Qualification Data
050383 |  | QCS | Evaluation Reports: For post-installed structural anchors, from UNIFORM CODE-ES.
050383 |  | QCS | Cast-Iron Historic Treatment Program.
050385 |  |  | HISTORIC TREATMENT OF DECORATIVE FORMED METAL
050385 |  | SD | Full detailed drawings of repair and replacement work.
050385 |  | PD | Prefabricated Metal Products
050385 |  | PD | Metal Materials
050385 |  | PD | Accessories
050385 |  | PD | Preparatory Cleaning Materials
050385 |  | PD | Miscellaneous Materials
050385 |  | PD | Metal Fabrication
050385 |  | PD | Finishes, General
050385 |  | PD | Aluminum Finishes
050385 |  | PD | Ferrous Metal Finishes
050385 |  | PD | Stainless-Steel Finishes
050385 |  | SAM | For each type of decorative formed metal item and component with applied finishes.
050385 |  | SAM | Verification - Each type of new material to be used for replacing existing or missing decorative formed metal.
050385 |  | SAM | Verification - Fittings and Brackets
050385 |  | SAM | Verification - Each type of exposed connection between components.
050385 |  | SAM | Verification - Each type of exposed finish prepared on metal of the same alloy to be used for the Work of this Section.
050385 |  | SAM | Verification - Sealant Materials
050385 |  | SAM | Verification - Accessories: Each type of fastener, anchor, accessory, and miscellaneous support in required finishes.
050385 |  | QCS | Qualification DataL For historic treatment specialist
050385 |  | QCS | Decorative Formed Metal Historic Treatment Program: For historic decorative formed metalwork.
050387 |  |  | HISTORIC TREATMENT OF METAL SCULPTURE
050387 |  | SD | Full detailed drawings of repair and replacement work.
050387 |  | PD | Preparatory Cleaning Materials
050387 |  | PD | Metal Materials
050387 |  | PD | Pinning Materials
050387 |  | PD | Metal-Stitching Materials
050387 |  | PD | Fasteners
050387 |  | PD | Protective Coating Materials
050387 |  | PD | Accessories
050387 |  | PD | Metal Fabrication
050387 |  | PD | Finishes, General
050387 |  | PD | Copper-Alloy Finishes
050387 |  | PD | Ferrous Metal Finishes
050387 |  | SAM | A range of each type of exposed finish prepared on metal of the same alloy matching existing metal.
050387 |  | SAM | Sealant materials, miscellaneous materials, and components involving size, color, or finish selection
050387 |  | SAM | Verification - Each type of new component to be used for replacing existing or missing components.
050387 |  | SAM | Verification - Each type of exposed connection between components.
050387 |  | SAM | Verification - Each type of exposed finish prepared on metal of the same alloy to be used for the Work of this Section.
050387 |  | SAM | Verification - Sealant Materials
050387 |  | SAM | Verification - Accessories: Each type of fastener, anchor, accessory, armature, and miscellaneous support in required finishes.
050387 |  | QCS | Delegated Design Submittal
050387 |  | QCS | Qualification Data: For historic treatment specialist
050387 |  | QCS | Evaluation Reports: For post-installed structural anchors, from UNIFORM CODE-ES.
050387 |  | QCS | Metal-Sculpture Historic Treatment Program: For historic metal sculpture.
051200 |  |  | STRUCTURAL STEEL FRAMING
051200 |  | SD | Full detailed drawings of structural-steel components.
051200 |  | PD | Structural-Steel Materials
051200 |  | PD | High-Strength, Bolt-Nut Washer Assemblies
051200 |  | PD | Shear Stud Connectors
051200 |  | PD | Anchor Rods
051200 |  | PD | Threaded Rods
051200 |  | PD | Forged-Steel Hardware
051200 |  | PD | Slide Bearings
051200 |  | PD | Prefabricated Building Columns
051200 |  | PD | Shop Primer
051200 |  | PD | Galvanized-Steel Primer
051200 |  | PD | Etching Cleaner
051200 |  | PD | Galvanized Repair Paint
051200 |  | PD | Shrinkage-Resistant Grout
051200 |  | EPD | Environmental Product Declaration
051200 |  | QCS | Welding Procedure Specifications (WPSs) and Procedure Qualification Records (PQRs)
051200 |  | QCS | Delegated-Design Submittal
051200 |  | QCS | Qualification Data
051200 |  | QCS | Welding Certificates
051200 |  | QCS | Paint Compatibility Certificates
051200 |  | QCS | Mill Test Reports for Structural-Steel Materials, including chemical and physical properties.
051200 |  | QCS | Product Test Reports - Bolts, nuts, and washers, including mechanical properties and chemical analysis.
051200 |  | QCS | Product Test Reports - Direct-tension indicators.
051200 |  | QCS | Product Test Reports - Tension-control, high-strength, bolt-nut-washer assemblies.
051200 |  | QCS | Product Test Reports - Shear stud connectors.
051200 |  | QCS | Survey of Existing Conditions
051200 |  | QCS | Source Quality-Control Reports
051200 |  | QCS | Field Quality-Control Reports
051213 |  |  | ARCHITECTURALLY EXPOSED STRUCTURAL STEEL FRAMING
051213 |  | SD | Full detailed drawings of AESS components.
051213 |  | PD | Tension-Control, High-Strength, Bolt-Nut Washer Assemblies
051213 |  | PD | Corrosion-Resisting (weathering steel), tension-control, high-strength, bolt-nut-washer assemblies.
051213 |  | PD | Filler
051213 |  | PD | Primer
051213 |  | PD | Galvanized-Steel Primer
051213 |  | PD | Etching Cleaner
051213 |  | PD | Galvanized Repair Paint
051213 |  | EPD | Environmental Product Declaration
051213 |  | SAM | Two steel plates, 3/8 by 8 by 4 inches, with long edges joined by a groove weld.
051213 |  | SAM | Steel plate, 3/8 by 8 by 8 inches, with one end of a short length of rectangular steel tube, 4 by 6 by 3/8 inches, welded to plate with a continuous fillet weld.
051213 |  | SAM | Round steel tube or pipe, minimum 8 inches in diameter, with end of another round steel tube or pipe, approximately 4 inches in diameter, welded to its side at a 45-degree angle with a continuous fillet weld.
051213 |  | QCS | Qualification Data
051213 |  | QCS | Paint Compatibility Certificates: From manufacturers of topcoats applied over shop primers, certifying that shop primers are compatible with topcoats.
051213 |  | QCS | Mill test reports for structural-steel materials, including chemical and physical properties.
051213 |  | QCS | Product Test Reports - Bolts, nuts, and washers, including mechanical properties and chemical analysis.
051213 |  | QCS | Product Test Reports - Direct-tension indicators.
051213 |  | QCS | Product Test Reports - Tension-control, high-strength, bolt-nut-washer assemblies.
051213 |  | QCS | Product Test Reports - Shear stud connectors.
051213 |  | QCS | Survey of Existing Conditions
051213 |  | QCS | Source Quality-Control Reports
051213 |  | QCS | Field Quality-Control Reports
052100 |  |  | STEEL JOIST FRAMING
052100 |  | SD | Full detailed drawings of joists.
052100 |  | PD | Steel Joists
052100 |  | PD | Steel Joist Girders
052100 |  | PD | Primers
052100 |  | PD | Steel Joist Accessories
052100 |  | PD | Cleaning and Shop Painting
052100 |  | EPD | Environmental Product Declaration
052100 |  | QCS | Qualification Data
052100 |  | QCS | Welding Certificates
052100 |  | QCS | Manufacturer Certificates
052100 |  | QCS | Mill Certificates: For each type of bolt.
052100 |  | QCS | Comprehensive engineering analysis of special joists signed and sealed by the qualified professional Director’s Representative responsible for its preparation.
052100 |  | QCS | Source Quality-Control Reports
052100 |  | QCS | Field Quality-Control Reports
053100 |  |  | STEEL DECKING
053100 |  | SD | Include layout and types of deck panels, anchorage details, reinforcing channels, pans, cut deck openings, special jointing, accessories, and attachments to other construction.
053100 |  | PD | Roof Deck
053100 |  | PD | Acoustical Roof Deck
053100 |  | PD | Composite Floor Deck
053100 |  | PD | Noncomposite Form Deck
053100 |  | EPD | Environmental Product Declaration
053100 |  | QCS | Welding Certificates
053100 |  | QCS | Product Certificates: For each ytpe of steel deck
053100 |  | QCS | Product Test Reports - Power-Actuated Mechanical Fasteners
053100 |  | QCS | Product Test Reports - Screw Fasteners
053100 |  | QCS | Product Test Reports - Acoustical Roof Deck
053100 |  | QCS | Research Reports: For steel deck, from UNIFORM CODE-ES.
053100 |  | QCS | Source Quality-Control Reports
053100 |  | QCS | Field Quality-Control Reports
054000 |  |  | COLD-FORMED METAL FRAMING
054000 |  | SD | Full detailed drawings of cold-formed steel framing.
054000 |  | PD | Cold-Formed Steel Framing Materials
054000 |  | PD | Load-Bearing Wall Framing
054000 |  | PD | Exterior Non-Load-Bearing Wall Framing
054000 |  | PD | Interior Non-Load-Bearing Wall Framing
054000 |  | PD | Vertical Deflection Clips
054000 |  | PD | Connection Components
054000 |  | PD | Single Deflection Track
054000 |  | PD | Double Deflection Track
054000 |  | PD | Drift Clips
054000 |  | PD | Floor Joist Framing
054000 |  | PD | Roof-Rafter Framing
054000 |  | PD | Ceiling Joist Framing
054000 |  | PD | Soffit Framing
054000 |  | PD | Self-Drilling Screw Fasteners
054000 |  | PD | Post-Installed Anchors
054000 |  | PD | Power-Actuated Anchors
054000 |  | PD | Sill Seater Gasket
054000 |  | PD | Sill Seater Gasket/Termite Barrier
054000 |  | EPD | Environmental Product Declaration
054000 |  | QCS | Delegated-Design Submittal
054000 |  | QCS | Qualification Data: For testing agency
054000 |  | QCS | Welding Certificates
054000 |  | QCS | Product Certificates: For each type of code-compliance certification for studs and tracks.
054000 |  | QCS | Product Test Reports - Steel Sheet
054000 |  | QCS | Product Test Reports - Expansion Anchors
054000 |  | QCS | Product Test Reports - Power-Actuated Anchors
054000 |  | QCS | Product Test Reports - Mechanical Fasteners
054000 |  | QCS | Product Test Reports - Vertical Deflection Clips
054000 |  | QCS | Product Test Reports - Horizontal Drift Deflection Clips
054000 |  | QCS | Product Test Reports - Miscellaneous Structural Clips and Accessories.
054000 |  | QCS | Research Reports - Nonstandard cold-formed steel framing
054000 |  | QCS | Research Reports - Sill sealer gasket/termite barrier
054000 |  | QCS | Source Quality-Control Reports
054400 |  |  | COLD-FORMED METAL TRUSSES
054400 |  | SD | Full detailed drawings of cold-formed steel trusses.
054400 |  | PD | Cold-Formed Steel Truss Materials
054400 |  | PD | Anchor Bolts
054400 |  | PD | Post-Installed Anchors
054400 |  | PD | Power-Actuated Fasteners
054400 |  | PD | Mechanical Fasteners
054400 |  | EPD | Environmental Product Declaration
054400 |  | QCS | Delegated-Design Submittal: For cold-formed steel trusses
054400 |  | QCS | Qualification Data: For testing agency
054400 |  | QCS | Welding Certificates
054400 |  | QCS | Product Test Reports - Steel Sheet
054400 |  | QCS | Product Test Reports - Expansion Anchors
054400 |  | QCS | Product Test Reports - Power-Actuated Anchors
054400 |  | QCS | Product Test Reports - Mechanical Fasteners
054400 |  | QCS | Product Test Reports - Miscallaneous Structural Clips and Accessories
054400 |  | QCS | Research Reports
054400 |  | QCS | Source Quality-Control Reports
054400 |  | QCS | Field Quality-Control Reports
055000 |  |  | METAL FABRICATIONS
055000 |  | SD | Full detailed drawings of metal fabrications.
055000 |  | PD | Nonslip Aggregates and Nonslip-Aggregate Surface Finishes
055000 |  | PD | Fasteners
055000 |  | PD | Shop Primers
055000 |  | PD | Shrinkage-Resisting Grout
055000 |  | PD | Prefabricated Building Columns
055000 |  | PD | Slotted Channel Framing
055000 |  | PD | Manufactured Metal Ladders
055000 |  | PD | Ladder Safety Cages
055000 |  | PD | Alternating Tread Devices
055000 |  | PD | Metal Ships' Ladders and Pipe Crossovers
055000 |  | PD | Metal Bollards
055000 |  | PD | Vehicular Barrier Cable Systems
055000 |  | PD | Pipe Downspout Guards
055000 |  | PD | Abrasive Metal Nosings, Treads and Thresholds
055000 |  | PD | Cast-Iron Wheel Guards
055000 |  | PD | Metal Downspout Boots
055000 |  | EPD | Environmental Product Declaration
055000 |  | SAM | For each type and finish of extruded nosing and tread.
055000 |  | QCS | Delegated-Design Submittal
055000 |  | QCS | Qualification Data
055000 |  | QCS | Mill Certificates: Signed by stainless steel manufacturers, certifying that products furnished comply with requirements.
055000 |  | QCS | Welding Certificates
055000 |  | QCS | Paint Compatibility Certificates: From manufacturers of topcoats applied over shop primers, certifying that shop primers are compatible with topcoats.
055000 |  | QCS | Research Reports: For post-installed anchors.
055000 |  | QCS | Source Quality-Control Reports
055113 |  |  | METAL PAN STAIRS
055113 |  | SD | Full detailed drawings of work and welding procedure specifications (WPS).
055113 |  | PD | Perforated Metal
055113 |  | PD | Woven-wire Mesh
055113 |  | PD | Welded-wire Mesh
055113 |  | PD | Prefilled Metal-pan-stair Treads
055113 |  | PD | Abrasive Nosings
055113 |  | PD | Shop Primer Products
055113 |  | PD | Nonslip-aggregate Concrete Finish
055113 |  | PD | Abrasive-coating Finish to Formed-metal Stairs
055113 |  | PD | Precast Concrete Treads
055113 |  | PD | Precast Terrazzo Treads
055113 |  | PD | Epoxy-resin-filled Stair Treads
055113 |  | PD | Handrail Wall Brackets
055113 |  | PD | Grout
055113 |  | SAM | Verification - For each type and finish of nosing, precast terrazzo tread and epoxy-resin-filled tread.
055113 |  | QCS | Delegated-Design Submittal
055113 |  | QCS | Qualification Data
055113 |  | QCS | Welding Certificates
055113 |  | QCS | Paint Compatibility Certificates: From manufacturers of topcoats applied over shop primers.
055113 |  | QCS | Source Quality-Control Reports
055116 |  |  | METAL FLOOR PLATE STAIRS
055116 |  | SD | Full detailed drawings of work and welding procedure specifications (WPS).
055116 |  | PD | Metal Floor Plate Treads
055116 |  | PD | Woven-wire Mesh
055116 |  | PD | Welded-wire Mesh
055116 |  | PD | Shop Primer Products
055116 |  | PD | Grout
055116 |  | QCS | Delegated-Design Submittal
055116 |  | QCS | Qualification Data
055116 |  | QCS | Welding Certificates
055116 |  | QCS | Paint Compatibility Certificates: From manufacturers of topcoats applied over shop primers.
055116 |  | QCS | Source Quality-Control Reports
055119 |  |  | METAL GRATING STAIRS
055119 |  | SD | Full detailed drawings of work and welding procedure specifications (WPS).
055119 |  | PD | Gratings
055119 |  | PD | Woven-wire Mesh
055119 |  | PD | Welded-wire Mesh
055119 |  | PD | Shop Primer Products
055119 |  | PD | Grout
055119 |  | QCS | Delegated-Design Submittal
055119 |  | QCS | Qualification Data
055119 |  | QCS | Welding Certificates
055119 |  | QCS | Paint Compatibility Certificates: From manufacturers of topcoats applied over shop primers.
055119 |  | QCS | Source Quality-Control Reports
055213 |  |  | PIPE AND TUBE RAILINGS
055213 |  | SD | Include plans, elevations, sections, details, attachments to other work, and welding procedure specifications (WPS).
055213 |  | PD | Manufacturer's Product Lines of Mechanically Connected Railings
055213 |  | PD | Expanded Metal Infill Panels
055213 |  | PD | Perforated Metal Infill Panels
055213 |  | PD | Woven-wire Mesh Infill Panels
055213 |  | PD | Fasteners
055213 |  | PD | Post-installed Anchors
055213 |  | PD | Handrail Brackets
055213 |  | PD | Shop Primer
055213 |  | PD | Intermediate Coats and Topcoats
055213 |  | PD | Bituminous Paint
055213 |  | PD | Nonshrink, Nonmetallic Grout
055213 |  | PD | Anchoring Cement
055213 |  | PD | Metal Finishes
055213 |  | PD | Paint Products
055213 |  | SAM | Verification - Sections of each distinctly different linear railing member, including handrails, top rails, posts, and balusters, including finish.
055213 |  | SAM | Verification - Fittings and Brackets
055213 |  | SAM | Verification - Assembled Sample of Railing System
055213 |  | QCS | Delegated-Design Submittal
055213 |  | QCS | Qualification Data
055213 |  | QCS | Welding Certificates
055213 |  | QCS | Mill Certificates: Signed by manufacturers of stainless steel products.
055213 |  | QCS | Paint Compatibility Certificates: From manufacturers of topcoats applied over shop primers.
055213 |  | QCS | Product Test Reports: For tests on railings performed by a qualified testing agency, in accordance with ASTM E894 and ASTM E935.
055213 |  | QCS | Research Reports: For post-installed anchors, from UNIFORM CODE-ES or other qualified testing agency acceptable to authorities having jurisdiction.
055213 |  | QCS | Source Quality-Control Reports
057000 |  |  | DECORATIVE METAL
057000 |  | SD | Fabrication and installation details for decorative metal.
|  | PD | Decorative Metal Fabricators
057000 |  | PD | Metals, General
057000 |  | PD | Aluminum
057000 |  | PD | Copper and Copper Alloys
057000 |  | PD | Bronze
057000 |  | PD | Brass
057000 |  | PD | Nickel Silver
057000 |  | PD | Copper
057000 |  | PD | Stainless Steel
057000 |  | PD | Steel and Iron
057000 |  | PD | Titanium
057000 |  | PD | Fasteners
057000 |  | PD | Miscellaneous Materials
057000 |  | PD | Fabrication, General
057000 |  | PD | Fabrication of Decorative Window Security Bars
057000 |  | PD | Decorative Mechanical Grilles
057000 |  | PD | Fabrication of Custom Door Pulls
057000 |  | PD | Fabrication of Combination Hall Push-Button Stations
057000 |  | PD | Fabrication of Metal Reveals
057000 |  | PD | Fabrication of Cast-Metal Rosettes
057000 |  | PD | Finishes, General
057000 |  | PD | Aluminum Finishes
057000 |  | PD | Copper-Alloy Finishes
057000 |  | PD | Stainless Steel Finishes
057000 |  | PD | Steel and Iron Finishes
057000 |  | PD | Titanium Finishes
057000 |  | PD | Patterns, Models, or Plaster Castings: Made from proposed patterns for each design of custom casting required.
057000 |  | SAM | For products involving selection of color, texture, or design including mechanical finishes.
057000 |  | SAM | Verification - Sections of Linear Shapes
057000 |  | SAM | Verification - Full-size Samples of Castings and Forgings
057000 |  | SAM | Verification - Samples of welded and brazed joints showing quality of workmanship and color matching of materials.
057000 |  | QCS | Qualification Data
057000 |  | QCS | Mill Certificates: Signed by manufacturers of stainless steel products.
057000 |  | QCS | Welding Certificates
057000 |  | QCS | Source Quality-Control Reports

## Div.6
SUBMITTALS FOR APPROVAL |  |  |  | Send to: | Critical Submittals | Contractor's Projected Dates Allow at least 4 weeks for Approval (allows time for any resubmission)
Spec Section | Sub Section | Type | Description | F | Mark "X" for all that apply | Projected Transmittal Date: | Projected Approval Date: | Projected Delivery Date:
F/O
D
061000 |  |  | ROUGH CARPENTRY
061000 |  | SD | Fastener Patterns: Full-size templates for fasteners in exposed framing.
061000 |  | PD | Wood Products, General
061000 |  | PD | Wood-Preservative-Treated Lumber
061000 |  | PD | Fire-Retardant-Treated Materials
061000 |  | PD | Dimension Lumber Framing
061000 |  | PD | Timber Framing
061000 |  | PD | Engineered Wood Products
061000 |  | PD | Shear Wall Panels
061000 |  | PD | Miscellaneous Lumber
061000 |  | PD | Plywood Backing Panels
061000 |  | PD | Fasteners
061000 |  | PD | Metal Framing Anchors
061000 |  | PD | Miscellaneous Materials
061000 |  | QCS | Material Certificates: For dimension lumber specified to comply with minimum allowable unit stresses.
061000 |  | QCS | Evaluation Reports - Wood-preservative-treated Wood
061000 |  | QCS | Evaluation Reports - Fire-retardant-treated Wood
061000 |  | QCS | Evaluation Reports - Engineered Wood Products
061000 |  | QCS | Evaluation Reports - Shear Panels
061000 |  | QCS | Evaluation Reports - Power-driven Fasteners
061000 |  | QCS | Evaluation Reports - Post-installed Anchors
061000 |  | QCS | Evaluation Reports - Metal Framing Anchors
061053 |  |  | MISCELLANEOUS ROUGH CARPENTRY
061053 |  | PD | Wood Products, General
061053 |  | PD | Wood-Preservative-Treated Materials
061053 |  | PD | Fire-Retardant-Treated Materials
061053 |  | PD | Dimension Lumber Framing
061053 |  | PD | Miscellaneous Lumber
061053 |  | PD | Plywood Backing Panels
061053 |  | PD | Fasteners
061053 |  | PD | Metal Framing Anchors
061053 |  | PD | Miscellaneous Materials
061053 |  | QCS | Evaluation Reports - Preservative-Treated Wood
061053 |  | QCS | Evaluation Reports - Fire-Retardant-Treated Wood
061053 |  | QCS | Evaluation Reports - Power-Driven Fasteners
061053 |  | QCS | Evaluation Reports - Post-Installed Anchors
061053 |  | QCS | Evaluation Reports - Metal Framing Anchors
061063 |  |  | EXTERIOR ROUGH CARPENTRY
061063 |  | PD | Preservative-Treated Wood Products
061063 |  | QCS | Material Certificates: For preservative-treated wood products.
061063 |  | QCS | Certificates of Inspection: Issued by lumber grading agency for exposed wood products not marked with grade stamp.
061063 |  | QCS | Evaluation Reports: For preservative-treated wood products, from UNIFORM CODE.
061300 |  |  | HEAVY TIMBER CONSTRUCTION
061300 |  | SD | Full detailed drawings of heavy timber framing.
061300 |  | PD | Preservative-Treated Wood Products
061300 |  | PD | Timber Connectors
061300 |  | SAM | Not less than 5 inches wide by 24 inches long, showing the range of variation to be expected in appearance, including surface texture, of wood products. Apply a coat of penetrating sealer to Samples.
061300 |  | QCS | Material Certificates - For timbers specified to comply with minimum allowable unit stresses.
061300 |  | QCS | Material Certificates - For preservative-treated wood products.
061300 |  | QCS | Certificates of Inspection: Issued by lumber-grading agency for exposed timber not marked with grade stamp.
061600 |  |  | SHEATHING
061600 |  | SD | Air-barrier and water-resistant glass-mat gypsum sheathing assemblies.
061600 |  | PD | Wood Panel Products
061600 |  | PD | Preservative-Treated Plywood
061600 |  | PD | Fire-Retardant-Treated Plywood
061600 |  | PD | Wall Sheathing
061600 |  | PD | Roof Sheathing
061600 |  | PD | Parapet Sheathing
061600 |  | PD | Composite Nail Base Insulated Roof Sheathing
061600 |  | PD | Subflooring and Underlayment
061600 |  | PD | Fasteners
061600 |  | PD | Sheathing Joint-and-Penetration Treatment Materials
061600 |  | PD | Miscellaneous Materials
061600 |  | QCS | Qualification Data
061600 |  | QCS | Products Certificates: From air-barrier and water-resistant glass-mat gypsum sheathing manufacturer.
061600 |  | QCS | Product Test Reports: For each air-barrier and water-resistant glass-mat gypsum sheathing assembly.
061600 |  | QCS | Evaluation Reports - Wood-preservative-treated plywood
061600 |  | QCS | Evaluation Reports - Fire-retardant-treated plywood
061600 |  | QCS | Evaluation Reports - Foam-plastic-sheathing
061600 |  | QCS | Evaluation Reports - Air-barrier and water-resistant glass-mat gypsum sheathing
061600 |  | QCS | Field Quality-Control Reports
061753 |  |  | SHOP-FABRICATED WOOD TRUSSES
061753 |  | SD | Full detailed drawings of each type of truss required.
061753 |  | PD | Wood-Preservative-Treated Lumber
061753 |  | PD | Fire-Retardant-Treated Lumber
061753 |  | PD | Metal Plate Connectors
061753 |  | PD | Metal Truss Accessories
061753 |  | PD | Fasteners
061753 |  | QCS | Delegated-Design Submittal: For metal-plate-connected wood trusses indicated to comply with performance requirements and design criteria.
061753 |  | QCS | Qualification Data
061753 |  | QCS | Material Certificates: For dimension lumber specified to comply with minimum specific gravity. Indicate species and grade selected for each use and specific gravity.
061753 |  | QCS | Product Certificates: For metal-plate-connected wood trusses, signed by officer of truss-fabricating firm.
061753 |  | QCS | Evaluation Reports - Wood-preservative-treated lumber
061753 |  | QCS | Evaluation Reports - Fire-retardant-treated wood
061753 |  | QCS | Evaluation Reports - Metal-plate connectors
061753 |  | QCS | Evaluation Reports - Metal truss accessories
061800 |  |  | GLUED-LAMINATED CONSTRUCTION
061800 |  | SD | Full detailed drawings of structural glued-laminated timber system.
061800 |  | PD | Structural Glued-Laminated Timber
061800 |  | PD | Preservative Treatment
061800 |  | PD | Timber Connectors
061800 |  | PD | Miscellaneous Materials
061800 |  | PD | Factory Finishing
061800 |  | SAM | Full width and depth, 24 inches long, showing the range of variation to be expected in appearance of structural glued-laminated timber including variations due to specified treatment.
061800 |  | QCS | Delegated-Design Submittal: For structural glued-laminated timber and timber connectors.
061800 |  | QCS | Certificates of Conformance: Issued by a qualified testing and inspecting agency indicating that structural glued-laminated timber complies with requirements in AITC A190.1.
061800 |  | QCS | Material Certificates: For preservative-treated wood products, from manufacturer.
061800 |  | QCS | Research/Evaluation Reports: For structural glued-laminated timber and timber connectors, from the Uniform Coded.
062013 |  |  | EXTERIOR FINISH CARPENTRY
062013 |  | PD | Wood-Preservative-Treated Materials
062013 |  | PD | Exterior Trim
062013 |  | PD | Lumber Siding
062013 |  | PD | Plywood Siding and Soffits
062013 |  | PD | Lumber Soffits
062013 |  | PD | Miscellaneous Materials
062013 |  | SAM | For each exposed product and for each color and texture specified.
062013 |  | SAM | For each type of product involving selection of colors, profiles, or textures.
062013 |  | SAM | Verification - For each species and cut of lumber and panel products, with half of exposed surface finished
062013 |  | SAM | Verification - For wood siding and soffits
062013 |  | SAM | Verification - For cellular PVC trim, with half of exposed surface finished.
062013 |  | SAM | Verification - For foam-plastic moldings, with half of exposed surface finished.
062013 |  | SAM | Sample Warranties: For manufacturer's warranties.
062013 |  | QCS | Compliance Certificates - For lumber that is not marked with grade stamp.
062013 |  | QCS | Compliance Certificates - For preservative-treated wood that is not marked with treatment-quality mark.
062013 |  | QCS | Evaluation Reports - Wood-preservative-treated wood
062013 |  | QCS | Evaluation Reports - Cellular PVC trim
062013 |  | QCS | Evaluation Reports - Foam-plastic moldings
062023 |  |  | INTERIOR FINISH CARPENTRY
062023 |  | PD | Wood-Preservative-Treated Materials
062023 |  | PD | Interior Trim
062023 |  | PD | Paneling
062023 |  | PD | Shelving and Clothes Rods
062023 |  | PD | Miscellaneous Materials
062023 |  | SAM | For each exposed product and for each color and texture specified.
062023 |  | SAM | For each type of product involving selection of colors, profiles, or textures.
062023 |  | SAM | Verification - For each species and cut of lumber and panel products with nonfactory-applied finish, with half of exposed surface finished.
062023 |  | SAM | Verification - For foam-plastic moldings, with half of exposed surface finished.
062023 |  | SAM | Verification - For each finish system and color of lumber and panel products with factory-applied finish.
064013 |  |  | EXTERIOR ARCHITECTURAL WOODWORK
064013 |  | SD | Full detailed drawings of woodwork and apply AWI Quality Certification Program labeling.
064013 |  | PD | Wood-Preservative Treatment
064013 |  | PD | Fire-Retardant Treatment
064013 |  | PD | Waterborne Treatments
064013 |  | SAM | Sizing - Panel Products
064013 |  | SAM | Sizing - Lumber Products
064013 |  | SAM | Verification - Lumber for Exterior Wood-Stain Finish'
064013 |  | SAM | Verification - Lumber for Transparent Finish
064013 |  | SAM | Verification - Lumber and Panel Products
064013 |  | QCS | Shutter Hardware: Full-size samples for each type and size of hardware in each finish, and color required.
064013 |  | QCS | Qualification Data: For architectural woodwork manufacturer and Installer.
064013 |  | QCS | Evalutation Reports: For preservative-treated and fire-retardant-treated wood materials, from the Uniform Code.
064013 |  | QCS | Field Quality-Control Reports
064013 |  | CCS | Quality Standard Compliance Certificates
064023 |  |  | INTERIOR ARCHITECTURAL WOODWORK
064023 |  | SD | Full detailed drawings of woodwork and apply AWI Quality Certification Program labeling.
064023 |  | PD | Anchors
064023 |  | PD | Adhesives
064023 |  | PD | Shop Finishing Materials
064023 |  | PD | Wood-Preservative Treatment
064023 |  | PD | Fire-Retardant Treatment
064023 |  | PD | Waterborne Treatments
064023 |  | SAM | Sizing - Panel Products
064023 |  | SAM | Sizing - Lumber Products
064023 |  | SAM | Verification - Lumber for Transparent Finish
064023 |  | SAM | Verification - Veneer Leaves
064023 |  | SAM | Verification - Lumber and Panel Products
064023 |  | QCS | Qualification Data: For architectural woodwork manufacturer and Installer.
064023 |  | QCS | Product Certificates - Composite wood and agrifiber products.
064023 |  | QCS | Product Certificates - Adhesives
064023 |  | QCS | Evaluation Reports: For preservative-treated and fire-retardant-treated wood materials, from Uniform Code.
064023 |  | QCS | Field Quality-Control Reports
064023 |  | CCS | Quality Standard Compliance Certificates
064113 |  |  | WOOD-VENEER-FACED ARCHITECTURAL CABINETS
064113 |  | SD | Full detailed drawings of architectural cabinets and apply AWI Quality Certification Program labeling.
064113 |  | PD | Cabinets, General
064113 |  | PD | Wood Cabinets for Transparent Finish
064113 |  | PD | Wood Cabinets for Opaque Finish
064113 |  | PD | Wood Materials
064113 |  | PD | Fire-Retardant-Treated Materials
064113 |  | PD | Cabinet Hardware and Accessories
064113 |  | PD | Miscellaneous Materials
064113 |  | PD | Shop Finishing
064113 |  | SAM | For each exposed product and for each color and finish specified, in manufacturer's standard size.
064113 |  | SAM | Verification - Lumber for Transparent Finish
064113 |  | SAM | Verification - Veneer Leaves
064113 |  | SAM | Verification - Lumber and Panel Products with Shop-Applied Opaque Finish
064113 |  | SAM | Verification - Thermostat Decorative Panels
064113 |  | SAM | Verification - Corner Pieces
064113 |  | SAM | Verification - Exposed Cabinet Hardware and Accessories
064113 |  | QCS | Qualification Data: For manufacturer and Installer
064113 |  | QCS | Product Certificates - Composite wood products
064113 |  | QCS | Product Certificates - Thermostat decorative panels
064113 |  | QCS | Product Certificates - Glass
064113 |  | QCS | Product Certificates - Adhesives
064113 |  | QCS | Evaluation Reports: For fire-retardant-treated materials, from the Uniform Code.
064113 |  | QCS | Field Quality-Control Reports
064113 |  | CCS | Quality Standard Compliance Certificates
064116 |  |  | PLASTIC-LAMINATE-CLAD ARCHITECTURAL CABINETS
064116 |  | SD | Full detailed drawings of architectural cabinets.
064116 |  | PD | Plastic-Laminate-Clad Architectural Cabinets
064116 |  | PD | Wood Materials
064116 |  | PD | Fire-Retardant-Treated Materials
064116 |  | PD | Cabinet Hardware and Accessories
064116 |  | PD | Miscellaneous Materials
064116 |  | SAM | For each exposed product and for each color and texture specified, in manufacturer's or manufacturer's standard size.
064116 |  | SAM | Verification - Plastic Laminate
064116 |  | SAM | Verification - Thermostat Decorative Panels
064116 |  | SAM | Verification - Corner Pieces
064116 |  | SAM | Verification - Exposed Cabinet Hardwarre and Accessories
064116 |  | QCS | Qualification Data: For manufacturer and Installer
064116 |  | QCS | Product Certificates - Composite Wood Products
064116 |  | QCS | Product Certificates - Thermostat Decorative Panels
064116 |  | QCS | Product Certificates - High-Pressure Decorative Laminate
064116 |  | QCS | Product Certificates - Glass
064116 |  | QCS | Product Certificates - Adhesives
064116 |  | QCS | Evaluation Reports: For fire-retardant-treated materials, from the Uniform Code.
064116 |  | QCS | Field Quality-Control Reports
064116 |  | CCS | Quality Standard Compliance Certificates
064214 |  |  | STILE AND RAIL WOOD PANELING
064214 |  | SD | Full detailed drawings of stile and rail wood paneling and apply AWI Quality Certification Program labeling.
064214 |  | PD | Paneling Fabricators
|  | PD | Paneling, General
064214 |  | PD | Stile and Rail Wood Paneling for Transparent Finish
|  | PD | Stile and Rail Wood Paneling for Opaque Finish
064214 |  | PD | Fire-Retardant-Treated Materials
064214 |  | PD | Installation Materials
064214 |  | PD | Shop Finishing
064214 |  | SAM | For each exposed product and for each color and finish specified, in manufacturer's or fabricator's standard size.
064214 |  | SAM | Verification - Lumber for Transparent Finish
064214 |  | SAM | Verification - Veneer Leaves
064214 |  | SAM | Verification - Veneer-Faced Panel Products
064214 |  | SAM | Verificatio - Lumber and Panel Products with Shop-Applied Opaque Finish.
064214 |  | SAM | Verification - Corner Pieces
064214 |  | QCS | Qualification Data: For Installer.
064214 |  | QCS | Product Certificates: For each type of product.
064214 |  | QCS | Evaluation Reports: For fire-retardant-treated materials, from the Uniform Code.
064216 |  |  | FLUSH WOOD PANELING
064216 |  | SD | Full detailed drawings of flush wood paneling and apply AWI Quality Certification Program labeling.
064216 |  | PD | Paneling Fabricators
064216 |  | PD | Paneling, General
064216 |  | PD | Flush Wood Paneling (Wood-Veneer Wall Surfacing)
064216 |  | PD | Fire-Retardant-Treated Materials
064216 |  | PD | Installation Materials
064216 |  | PD | Shop Finishing
064216 |  | SAM | For each exposed product and for each color and finish specified, in manufacturer's or fabricator's standard size.
064216 |  | SAM | Verification - Lumber for Transparent Finish
064216 |  | SAM | Verification - Veneer Leaves
064216 |  | SAM | Verification - Veneer-Faced Panels Products for Transparent Finish.
064216 |  | QCS | Qualification Data: For Installer
064216 |  | QCS | Product Certificates: For each type of product.
064216 |  | QCS | Evaluation Reports: For fire-retardant-treated materials, from the Uniform Code.
064219 |  |  | PLASTIC-LAMINATE-FACED WOOD PANELING
064219 |  | SD | Full detailed drawings of flush wood paneling and apply AWI Quality Certification Program labeling.
064219 |  | PD | Paneling, General
064219 |  | PD | Plastic-Laminate-Faced Wood Paneling
064219 |  | PD | Fire-Retardant-Treated Materials
064219 |  | PD | Installation Materials
064219 |  | SAM | For each type of plastic laminate.
064219 |  | SAM | For each exposed product and for each color and texture specified, in manufacturer's or fabricator's standard size.
064219 |  | SAM | Verification - For each type of exposed laminate.
064219 |  | QCS | Qualification Data: For Installer
064219 |  | QCS | Product Certificates: For each type of product.
064219 |  | QCS | Evaluation Reports: For fire-retardant-treated materials, from the Uniform Code.
064400 |  |  | ORNAMENTAL WOODWORK
064400 |  | SD | Full detailed drawings of ornamental woodwork and apply AWI Quality Certification Program labeling.
064400 |  | PD | Composite Wood and Agrifiber Products
064400 |  | PD | Fire-Retardant-Treated Materials
064400 |  | PD | Wood-Preservative Treatment
064400 |  | PD | Fire-Retardant Treatment
064400 |  | PD | Waterborne Treatments
064400 |  | SAM | Sizing - Panel Products
064400 |  | SAM | Sizing - Lumber Products
064400 |  | SAM | Verification - Lumber for Exterior Wood-Stain Finish
064400 |  | SAM | Verification - Lumber for Transparent Finish
064400 |  | SAM | Verification - Veneer Leaves
064400 |  | SAM | Verification - Lumber and Panel Products with Shop-Applied Opaque Finish.
064400 |  | QCS | Qualification Data: For ornamental woodwork manufacturer and Installer
064400 |  | QCS | Product Certificates - Composite Wood and Agrifiber Products
064400 |  | QCS | Product Certificates - Adhesives
064400 |  | QCS | Evaluation Reports: for wood-preservative-treated and fire-retardant-treateed wood materials, from the Uniform Code.
064400 |  | QCS | Field Quality-Control Reports
064400 |  | CCS | Quality Standard Compliance Certificates
066400 |  |  | PLASTIC PANELING
066400 |  | PD | Plastic Sheet Paneling
066400 |  | PD | Factory-Laminated Plastic Sheet Paneling
066400 |  | PD | Accessories
066400 |  | SAM | For plastic sheet paneling and for each color and texture specified, 3 inches in size.
066400 |  | SAM | Verification - Plastic Sheet Paneling
066400 |  | SAM | Verification - Factory Laminated Plastic Sheet Paneling
066400 |  | SAM | Verification - Accessories and Moldings
066400 |  | SAM | Verification - Fasteners
066400 |  | SAM | Verification - Adhesive
066400 |  | QCS | Fabricator's Qualification Data
066400 |  | CCS | Maintenance Data: Deliver 2 copies, covering the installed products, to the Director's Representative
067413 |  |  | FIBERGLASS REINFORCED GRATINGS
067413 |  | SD | Full detailed drawings of fiberglass reinforced gratings.
067413 |  | PD | Molded Glass-Fiber-Reinforced Gratings
067413 |  | PD | Pultruded Glass-Fiber-Reinforced Gratings
067413 |  | QCS | Delegated-Design Submittal: For gratings, including manufacturer's published load tables analysis data signed and sealed by the qualified professional Director’s Representative responsible for their preparation.

## Div.7
SUBMITTALS FOR APPROVAL |  |  |  | Send to: | Critical Submittals | Contractor's Projected Dates Allow at least 4 weeks for Approval (allows time for any resubmission)
Spec Section | Sub Section | Type | Description | F | Mark "X" for all that apply | Projected Transmittal Date: | Projected Approval Date: | Projected Delivery Date:
F/O
D
070130 |  |  | MAINTENANCE OF STEEP SLOPE ROOFING
070130 |  | PD | Slate
070130 |  | PD | Sealant
070130 |  | PD | Felts
070130 |  | PD | Underlayment Flashing
070130 |  | SAM | Slate
070130 |  | SAM | Wire
070130 |  | SAM | Sheet Copper
070130 |  | SAM | Underlayment Flashing
070130 |  | QCS | Installer's Certification
070150 |  |  | MODIFICATIONS TO EXISTING WARRANTIED ROOF SYSTEM
070150 |  | PACK | Submit the product data and quality control submittals specified below at the same time in one complete package
070150 |  | PD | Membrane manufacturer's installation instructions and details for the Work of this Section
070150 |  | PD | All materials required for the the Work of this Section
070150 |  | QCS | Applicator's Certification
070150 |  | QCS | Material Certification
070150 |  | QCS | Warranty Certification
070150.19 |  |  | PREPARATION FOR REROOFING
070150.19 |  | QCS | Temporary Roofing Submittal
070150.19 |  | QCS | Qualification Data: For Installer
070150.19 |  | QCS | Field Test Reports
070150.19 |  | QCS | Photographs or Videotape
070150.19 |  | QCS | Landfill Records
070150.19 |  | CCS | Certified statement from manufacturer for existing warranted roof system stating that existing roof warranty has not been affected by Work performed under this Section. | F
070153 |  |  | EPDM ROOFING REPAIR
070153 |  | PACK | Submit all items, except contract closeout submittals and MSDS, at one time as a complete package.
070153 |  | PD | EPDM (Ethylene, Propylene, Diene, Monomer) Sheet Membrane
070153 |  | PD | Sheet Flashing
070153 |  | PD | Inseam Tape
070153 |  | PD | Cured EPDM Cover Tape
070153 |  | PD | Uncured EPDM Cover Tape
070153 |  | PD | Related Products
070153 |  | PD | Insulation
070153 |  | PD | Underlayment Board
070153 |  | PD | Insulation and Membrane Fasteners
070153 |  | PD | Base Flashing Fasteners (use along top edge of base, beneath in-wall cap flashings)
070153 |  | PD | Termination Bar and Fasteners
070153 |  | PD | EPDM Anchor Strips
070153 |  | PD | Bitumen
070153 |  | PD | Insulation Adhesive
070153 |  | PD | Pipe Flashing
070153 |  | PD | Compression Clamp
070153 |  | PD | Retro-Fit Roof Drins
070153 |  | PD | Pitch Pocket Filler Material
070153 |  | PD | Sealant
070153 |  | PD | Color Coating
070153 |  | PD | Ballast Underlayment
070153 |  | PD | Materials for Vapor Barrier Repair
070153 |  | SAM | Sheet Membrane
070153 |  | SAM | Sheet Flashing
070153 |  | SAM | EPDM Cover Tape
070153 |  | SAM | Inseam Tape
070153 |  | SAM | Fasteners
070153 |  | SAM | Insulation
070153 |  | SAM | Coverboard
070153 |  | SAM | Underlayment Board
070153 |  | QCS | Membrane Manufacturer's Certification
070153 |  | QCS | Installer's Certification
070160 |  |  | ROOF FLASHING AND RELATED ROOF REPAIRS
070160 |  | PD | Cants
070160 |  | PD | Wood Nailers
070160 |  | PD | Gravel/Crushed Stone
070160 |  | QCS | Applicator's Certification
071113 |  |  | BITUMINOUS DAMPPROOFING
071113 |  | PD | Cold-Applied, Emulsified-Asphalt Dampproofing
071113 |  | PD | Auxiliary Materials
071113 |  | PD | Molded-Sheet Drainage Panels
071113 |  | PD | Insulation Drainage Panels
071326 |  |  | SELF-ADHERING SHEET WATERPROOFING
071326 |  | SD | Show locations and extent of waterproofing and details of substrate joints and cracks, expansion joints, sheet flashings, penetrations, inside and outside corners, tie-ins with adjoining waterproofing, and other termination conditions.
071326 |  | PD | System Description
071326 |  | PD | Modified Bituminous Sheet Waterproofing
071326 |  | PD | Auxiliary Materials
071326 |  | PD | Molded-Sheet Drainage Panels
071326 |  | PD | Insulation Panels
071326 |  | SAM | 8-inch square of waterproofing and flashing sheet
071326 |  | SAM | 4-inch square of drainage panel and protection board.
071326 |  | SAM | 4-inch square of insulation.
071326 |  | QCS | Sample Warranties: For warranties and special warranties.
071326 |  | QCS | Membrane Waterproofing Manufacturer's Certification
071326 |  | QCS | Applicator's Certification
071326 |  | QCS | Company Field Advisor
071326 |  | QCS | Research Reports: For modified bituminous sheet waterproofing/termite barrier, showing compliance with UNIFORM CODE AC380.
071353 |  |  | ELASTOMERIC SHEET WATERPROOFING
071353 |  | SD | Show locations and extent of waterproofing and details of substrate joints and cracks, expansion joints, sheet flashings, penetrations, inside and outside corners, tie-ins with adjoining waterproofing, and other termination conditions.
071353 |  | PD | Sheet Waterproofing
071353 |  | PD | Auxiliary Materials
071353 |  | PD | Molded-Sheet Drainage Panels
071353 |  | PD | Insulation Drainage Panels
071353 |  | PD | Plaza-Deck Pavers
071353 |  | SAM | 8-by-8-inch (200-by-200-mm) square of waterproofing and flashing sheet.
071353 |  | SAM | 4-by-4-inch (100-by-100-mm) square of drainage panel.
071353 |  | SAM | Plaza-deck paver
071353 |  | SAM | Paver pedestal assembly
071353 |  | QCS | Qualification Data: For Installer
071353 |  | QCS | Field Quality-Control Reports
071353 |  | QCS | Sample Warranties: For special warranties.
071354 |  |  | THERMOPLASTIC SHEET WATERPROOFING
071354 |  | SD | Show locations and extent of waterproofing and details of substrate joints and cracks, expansion joints, sheet flashings, penetrations, inside and outside corners, tie-ins with adjoining waterproofing, and other termination conditions.
071354 |  | PD | PVC Sheet Waterproofing
071354 |  | PD | CTEM Sheet Waterproofing
071354 |  | PD | Auxiliary Materials
071354 |  | PD | Drainage Panels
071354 |  | PD | Plaza-Deck Pavers
071354 |  | SAM | 8-by-8-inch (200-by-200-mm) square of waterproofing and flashing sheet.
071354 |  | SAM | 4-by-4-inch (100-by-100-mm) square of drainage panel.
071354 |  | SAM | Plaza-deck paver
071354 |  | SAM | Paver pedestal assembly
071354 |  | QCS | Qualification Data: For Installer
071354 |  | QCS | Field Quality-Control Reports
071354 |  | QCS | Sample Warranties: For special warranties
071416 |  |  | COLD FLUID-APPLIED WATERPROOFING
071416 |  | SD | Show locations and extent of waterproofing and details of substrate joints and cracks, expansion joints, sheet flashings, penetrations, inside and outside corners, tie-ins with adjoining waterproofing, and other termination conditions.
071416 |  | PD | Cold-Applied Rubberized Asphalt Waterproofing
071416 |  | PD | Auxiliary Materials
071416 |  | PD | Protection Course
071416 |  | SAM | Protection Board: Two 12-inch square pieces.
071416 |  | QCS | Certifications
071416 |  | QCS | Qualification Data: For Installer
071416 |  | QCS | Field Quality-Control Reports
071416 |  | QCS | Sample Warranties: For special warranties.
071613 |  |  | POLYMER MODIFIED CEMENT WATERPROOFING
071613 |  | PD | Prepackaged, Polymer-Modified Cement Waterproofing
071613 |  | PD | Accessory Materials
071613 |  | PD | Mixes
071613 |  | SAM | Cementitious Coating
071613 |  | SAM | Acrylic Additive
071613 |  | QCS | Test Reports: If requested by the Director’s Representative, furnish certified test data issued by an independent testing laboratory, demonstrating that the products submitted comply with the required physical properties.
071613 |  | QCS | Installer Qualifications Data
071613 |  | QCS | Product Certificates: For each type of waterproofing, patching, and plugging material.
071616 |  |  | CRYSTALLINE WATERPROOFING
071616 |  | PD | Waterproofing Materials
071616 |  | PD | Accessory Materials
071616 |  | PD | Mixes
071616 |  | QCS | Qualification Data: For Applicator
071616 |  | QCS | Product Certificates: For each type of waterproofing, patching, and plugging material.
071616 |  | QCS | Product Test Reports: For each product formulation, for tests performed by manufacturer and witnessed by a qualified testing agency.
071616 |  | QCS | Field Quality-Control Reports
071700 |  |  | BENTONITE WATERPROOFING
071700 |  | SD | Installation details for waterproofing, penetrations, and interface with other work.
071700 |  | PD | System Description
071700 |  | PD | Composite Polyethylene/Bentonite Membrane
071700 |  | PD | Protection Course
071700 |  | PD | Molded-Sheet Drainage Panels
071700 |  | PD | Insulation Panels
071700 |  | PD | Patching/Parging Mortar
071700 |  | PD | Accessories
071700 |  | SAM | Waterproofing
071700 |  | SAM | Protection Course
071700 |  | SAM | Molded-Sheet Drainage Panels
071700 |  | SAM | Insulation Panels
071700 |  | QCS | Membrane Manufacturer's Qualifications Data
071700 |  | QCS | Applicator's Qualifications Data
071700 |  | CCS | Copy of specified warranty. | F
071800 |  |  | TRAFFIC COATINGS
071800 |  | SD | Full detailed drawings for traffic coatings.
071800 |  | PD | Traffic Coating
071800 |  | PD | Accessory Materials
071800 |  | SAM | For each type of exposed finish.
071800 |  | SAM | Verification - For each type of exposed finish, prepared on rigid backing.
071800 |  | QCS | Qualification Data: For Installer
071800 |  | QCS | Product Certificates For each type of traffic coating.
071800 |  | QCS | Field Quality-Control Reports
071800 |  | CCS | Maintenance Data: For traffic coatings to include in maintenance manuals. | F
071800 |  | CCS | Warranty | F
071900 |  |  | WATER REPELLENTS
071900 |  | PD | Penetrating Water Repellents
071900 |  | SAM | For each type and color of water repellent and substrate indicated, 12 by 12 inches in size, with specified water-repellent treatment applied to half of each Sample.
071900 |  | QCS | Product Certificates - Type 1 Water Repellent
071900 |  | QCS | Product Certificates - Type 2 Water Repellent
071900 |  | QCS | Sample Warranty: For special warranty.
072100 |  |  | THERMAL INSULATION
072100 |  | PD | Extruded polystyrene foam-plastic board insulation
072100 |  | PD | Molded (expanded) polystyrene foam-plastic board insulation
072100 |  | PD | Polyisocyanurate foam-plastic board insulation
072100 |  | PD | Mineral-wool blanket insulation
072100 |  | PD | Mineral-wool board insulation
072100 |  | PD | Loose-fill insulation
072100 |  | SAM | Blanket, Batt or Roll
072100 |  | SAM | Rigid Type
072100 |  | SAM | Loose Type
072100 |  | QCS | Certificate: Affidavit required under Quality Assurance Article.
072100 |  | QCS | Installer Certification - For blown-in or sprayed fiberglass and cellulosic-fiber loose-fill insulation.
072100 |  | QCS | Installer Certification - Sign, date, and post the certification in a conspicuous location on Project site.
072100 |  | QCS | Product Test Reports: For each product, for tests performed by a qualified testing agency.
072100 |  | QCS | Research Reports: For foam-plastic insulation, from UNIFORM CODE-ES.
072119 |  |  | FOAMED-IN-PLACE INSULATION
072119 |  | PD | Closed-Cell Spray Polyurethane Foam Insulation
072119 |  | PD | Open-Cell Spray Polyurethane Foam Insulation
072119 |  | PD | Accessories
072119 |  | QCS | Product Test Reports: For each product, for tests performed by qualified testing agency.
072119 |  | QCS | Research Reports: For spray-applied polyurethane foam-plastic insulation.
072119 |  | QCS | Field Quality-Control Submittals
072119 |  | QCS | Field Quality-Control Reports
072119 |  | QCS | Qualification Statements: For Installer.
072413 |  |  | POLYMER-BASED EXTERIOR INSULATION AND FINISH SYSTEM (EIFS)
072413 |  | SD | Full detailed drawings for prefabricated EIFS panels.
072413 |  | PD | Prefabricated Panels
072413 |  | PD | Flexible-Membrane Flashing
072413 |  | PD | Insulation Adhesive
072413 |  | PD | Molded, (Expanded) Rigid Cellular Polystyrene Board Insulation
072413 |  | PD | Reinforcing Mesh
072413 |  | PD | Base Coat
072413 |  | PD | Water-Resistant Base Coat
072413 |  | PD | Mechanical Fasteners
072413 |  | PD | Primer
072413 |  | PD | Finish Coat
072413 |  | PD | Sealer
072413 |  | PD | Water
072413 |  | PD | Trim Accessories
072413 |  | PD | Casing Bead
072413 |  | PD | Drip Screed/Track
072413 |  | PD | Expansion Joint
072413 |  | PD | Windowsill Flashing
072413 |  | PD | Parapet Cap Flashing
072413 |  | PD | Panel Schedule: For prefabricated panel fabrication.
072413 |  | SAM | For each exposed product and for each color and texture specified, 12 inches (200 mm) square in size.
072413 |  | QCS | Delegated-Design Submittal: For prefabricated EIFS panels.
072413 |  | QCS | Qualification Data: For Installer fabricator/erector.
072413 |  | QCS | Manufacturer Certificates - EIFS substrate is acceptable to EIFS manufacturer.
072413 |  | QCS | Manufacturer Certificates - Accessory products installed with EIFS.
072413 |  | QCS | Product Certificates: For cementitious materials and aggregates and for insulation, from manufacturer.
072413 |  | QCS | Product Test Reports: For each EIFS assembly and component, for tests performed by a qualified testing agency.
072413 |  | QCS | Field Quality-Control Reports
072413 |  | QCS | Sample Warranty: For manufacturer's special warranty
072413 |  | CCS | Maintenance Data: For EIFS to include in maintenance manuals. | F
072500 |  |  | WEATHER BARRIERS
072500 |  | SD | Show details of building paper wrap at terminations, openings, and penetrations. Show details of flexible flashing applications.
072500 |  | PD | Water-Resistive Barrier
072500 |  | PD | Flexible Flashing
072500 |  | PD | Drainage Material
072500 |  | QCS | Evaluation Reports: For [water-resistive barrier and flexible flashing, from UNIFORM CODE-ES.
072600 |  |  | VAPOR RETARDERS
072600 |  | PD | Polyethylene Vapor Retarders
072600 |  | PD | Vapor-Retarder Tape
072600 |  | PD | Adhesive for Vapor Retarders
072600 |  | PD | Vapor-Retarder Fasteners
072600 |  | PD | Pipe Boots
072600 |  | SAM | Vapor Barrier Material
072600 |  | SAM | Pressure-Sensitive Tape
072600 |  | QCS | Product Test Reports: For each product, for tests performed by a qualified testing agency.
072700 |  |  | AIR BARRIERS
072700 |  | SD | Full detailed drawings indicating special joint conditions
072700 |  | PD | Air Barriers
072700 |  | PD | Components
072700 |  | PD | Accessories
072700 |  | QCS | Design Calculations
072713 |  |  | MODIFIED BITUMINOUS SHEET AIR BARRIERS
072713 |  | SD | Full detailed drawings of air-barrier assemblies.
072713 |  | PD | Self-Adhering Sheet Air Barrier
072713 |  | PD | Accessory Materials
072713 |  | QCS | Qualification Data: For Installer.
072713 |  | QCS | Product Certificates: From air-barrier manufacturer
072713 |  | QCS | Product Test Reports: For each air-barrier assembly
072713 |  | QCS | Field Quality-Control Reports
072715 |  |  | NONBITUMINOUS SELF-ADHERING SHEET AIR BARRIERS
072715 |  | SD | Full detailed drawings of air-barrier assemblies.
072715 |  | PD | Nonbituminous Sheet Air Barrier
072715 |  | PD | Accessory Materials
072715 |  | QCS | Qualification Data: For Installer.
072715 |  | QCS | Product Certificates: From air-barrier manufacturer.
072715 |  | QCS | Product Test Reports: For each air-barrier assembly.
072715 |  | QCS | Field Quality-Control Reports
072726 |  |  | FLUID-APPLIED MEMBRANE AIR BARRIERS
072726 |  | SD | Full detailed drawings of air-barrier assemblies.
072726 |  | PD | High-Build Air Barriers, Vapor Retarding
072726 |  | PD | High-Build Air Barriers, Vapor Permeable
072726 |  | PD | Medium-Build Air Barriers, Vapor Retarding
072726 |  | PD | Medium-Build Air Barriers, Vapor Permeable
072726 |  | PD | Low-Build Air Barriers, Vapor Retarding
072726 |  | PD | Low-Build Air Barriers, Vapor Permeable
072726 |  | PD | Accessory Materials
072726 |  | QCS | Qualification Data: For Installer.
072726 |  | QCS | Product Certificates: From air-barrier manufacturer
072726 |  | QCS | Product Test Reports: For each air-barrier assembly
072726 |  | QCS | Field Quality-Control Reports
073113 |  |  | ASPHALT SHINGLES
073113 |  | PACK | Submit the product data, samples, and quality control submittals specified at the same time as a package
073113 |  | SD | Full detailed drawings for metal flashing and trim.
073113 |  | PD | Asphalt Shingles
073113 |  | PD | Underlayment Materials
073113 |  | PD | Ridge Vents
073113 |  | PD | Asphalt Roofing Cement
073113 |  | PD | Elastomeric Flashing Sealant
073113 |  | SAM | Roof Shingles
073113 |  | SAM | Cap Shingle
073113 |  | SAM | Nails
073113 |  | SAM | Felt Underlayment
073113 |  | SAM | Perimiter Edge Metal
073113 |  | SAM | Concealed Flashing
073113 |  | SAM | Insulated Sheathing
073113 |  | SAM | Ridge Vent
073113 |  | SAM | Vented Eave Flashing
073113 |  | SAM | Soffit Vents
073113 |  | SAM | Insulation Baffles
073113 |  | SAM | Verification - Asphalt Shingles
073113 |  | SAM | Verification - Ridge and Hip Cap Shingles
073113 |  | SAM | Verification - Ridge Vent
073113 |  | QCS | Manufacturer's Warranty Sample Copy
073113 |  | CCS | Material Warranty and proof of purchase | F
073113 |  | CCS | Maintenance Data: For asphalt shingles to include in maintenance manuals. | F
073113 |  | CCS | Roofing Installer's Warranty | F
073116 |  |  | METAL SHINGLES
073116 |  | SD | Full detailed drawings for metal shingles.
073116 |  | PD | Metal Shingles
073116 |  | PD | Underlayment Materials
073116 |  | PD | Ridge Vents
073116 |  | PD | Bituminous Coating
073116 |  | PD | Asphalt Roofing Cement
073116 |  | PD | Sealant
073116 |  | SAM | Aluminum Shingle Panels
073116 |  | SAM | Aluminum, Individual Shingles
073116 |  | SAM | Steel Shingle Panels
073116 |  | SAM | Steel Individual Shingles
073116 |  | SAM | Copper, Individual Shingles
073116 |  | SAM | Zinc, Individual Shingles
073116 |  | SAM | Finish Protection
073116 |  | SAM | Verification - Full-size Samples of each type and finish of metal shingle indicated.
073116 |  | QCS | Product Test Reports: For metal shingles
073116 |  | QCS | Evaluation Reports
073116 |  | QCS | Sample Warranty: For manufacturer's material warranty.
073116 |  | QCS | Maintenance Material Submittals
073116 |  | CCS | Maintenance Data: For metal shingles to include in maintenance manuals. | F
073116 |  | CCS | Material Warranties | F
073116 |  | CCS | Roofing Installer's Warranty | F
073126 |  |  | SLATE SHINGLES
073126 |  | SD | Full detailed drawings for metal flashing and trim.
073126 |  | PD | Slate Shingles
073126 |  | PD | Underlayment Materials
073126 |  | PD | Ridge Accessories
073126 |  | PD | Asphalt Roofing Cement
073126 |  | PD | Butyl Sealant
073126 |  | PD | Elastomeric Sealant
073126 |  | PD | Roofing Asphalt
073126 |  | PD | Cold-Applied Adhesive
073126 |  | PD | Manufacturer's Installation Insructions for complete Shingle assembly specified.
073126 |  | SAM | Slate Shingles
073126 |  | SAM | Metal Ridge Cap
073126 |  | SAM | Rigid-Plastic Ridge Vent
073126 |  | SAM | Metal Valley Flashing
073126 |  | SAM | Verification - Slate Shingle
073126 |  | SAM | Verification - Metal Ridge Cap
073126 |  | SAM | Verification - Rigid-Plastic Ridge Vent
073126 |  | SAM | Verification - Metal Valley Flashing
073126 |  | QCS | Material Test Reports: For each slate variety, by a qualified testing agency.
073126 |  | QCS | Research Reports
073126 |  | QCS | Polymer-modified bitumen sheet underlayment
073126 |  | QCS | Synthetic underlayment.
073126 |  | QCS | Maintenance Material Submittals
073129 |  |  | WOOD SHINGLES AND SHAKES
073129 |  | PACK | Submit the product data, samples, and quality control submittals specified below at the same time as a package
073129 |  | PD | Wood Roof Shingles
073129 |  | PD | Wood Roof Shakes
073129 |  | PD | Underlayment Materials
073129 |  | PD | Ridge Vents
073129 |  | PD | Asphalt Roofing Cement
073129 |  | PD | Drainage Mat
073129 |  | SAM | Wood Roof Shingles and Shakes
073129 |  | SAM | Nails
073129 |  | SAM | Concealed Flashing
073129 |  | QCS | Qualification Data: For Installer
073129 |  | CCS | Roofing Installer's Warranty. | F
073129 |  | CCS | Maintenance Material Submittals | F
073213 |  |  | CLAY ROOF TILES
073213 |  | SD | Full detailed drawings for metal flashing and trim.
073213 |  | PD | Clay Roof Tiles
073213 |  | PD | Underlayment Materials
073213 |  | PD | Ridge Vents
073213 |  | PD | Asphalt Roofing Cement
073213 |  | PD | Butyl Sealant
073213 |  | PD | Mortar
073213 |  | PD | Eave Closure
073213 |  | SAM | Clay Roof Tiles
073213 |  | SAM | Accessory Tiles
073213 |  | SAM | Metal Flashing
073213 |  | SAM | Ridge Vents
073213 |  | SAM | Eave Closures
073213 |  | SAM | Verification - Clay Roof Tiles
073213 |  | SAM | Verification - Accessory Tiles
073213 |  | SAM | Verification - Metal Flashing
073213 |  | SAM | Verification - Ridge Vents
073213 |  | SAM | Verification - Eave Closures
073213 |  | QCS | Mortar Adhesive tile-attachment systems
073213 |  | QCS | Wire-tie tile-attachement systems
073213 |  | QCS | Polymer-modified bitumen sheet underlayment
073213 |  | QCS | Synthetic Underlayment
073213 |  | QCS | Sample Warranty: For manufacturer's materials warranty.
073213 |  | QCS | Maintenance Material Submittals
073213 |  | CCS | Maintenance Data: For roofing to include in maintenance manuals. | F
073213 |  | CCS | Materials Warranties | F
073213 |  | CCS | Roofing Installer's Warranty | F
074113.16 |  |  | STANDING-SEAM METAL ROOF PANELS
074113.16 |  | SD | Full detailed drawings for roof materials.
074113.16 |  | PD | Standing-Seam Metal Roof Panels
074113.16 |  | PD | Underlayment Materials
074113.16 |  | PD | Miscellaneous Materials
074113.16 |  | PD | Finishes
074113.16 |  | SAM | For each type of metal panel indicated with factory-applied color finishes.
074113.16 |  | QCS | Manufacturer’s Qualifications Data
074113.16 |  | QCS | Installer’s Qualifications Data
074113.16 |  | QCS | Company Field Advisor Data
074113.16 |  | QCS | Product Test Reports: For each product.
074113.16 |  | QCS | Summary Report
074113.16 |  | QCS | Fixed Point Calculations
074113.16 |  | QCS | Field Quality-Control Reports
074113.16 |  | QCS | Maintenance Data: For metal panels to include in maintenance manuals.
074113.16 |  | CCS | Sample Warranties: For special warranties. | F
074116 |  |  | INSULATED METAL ROOF PANELS
074116 |  | SD | Full detailed drawings of metal panels.
074116 |  | PD | Foamed-Insulation-Core Metal Roof Panels
074116 |  | PD | Miscellaneous Materials
074116 |  | PD | Finishes
074116 |  | SAM | For each type of metal panel indicated with factory-applied color finishes.
074116 |  | SAM | For each type of exposed finish required.
074116 |  | QCS | Qualification Data: For Installer.
074116 |  | QCS | Product Test Reports: For each product, for tests performed by a qualified testing agency.
074116 |  | QCS | Field Quality-Control Reports
074116 |  | QCS | Sample Warranties: For special warranties.
074116 |  | CCS | Maintenance Data: For metal panels to include in maintenance manuals. | F
074213-13 |  |  | FORMED METAL WALL PANELS
074213-13 |  | SD | Full detailed drawings of metal panels.
074213-13 |  | PD | Concealed-Fastener, Lap-Seam Metal Wall Panels
074213-13 |  | PD | Miscellaneous Materials
074213-13 |  | PD | Finishes
074213-13 |  | SAM | For each type of metal panel indicated with factory-applied finishes.
074213-13 |  | QCS | Qualification Data: For Installer, Manufacturer and Company Field Advisor Data
074213-13 |  | QCS | Product Test Reports: For each product.
074213-13 |  | QCS | Maintenance Data: For metal panels to include in maintenance manuals.
074213-13 |  | CCS | Warranties: For special warranties. | F
074213-19 |  |  | INSULATED METAL WALL PANELS
074213-19 |  | SD | Full detailed drawings of metal panels.
074213-19 |  | PD | Foamed-Insulation-Core Metal Wall Panels
074213-19 |  | PD | Laminated-Insulation-Core Metal Wall Panels
074213-19 |  | PD | Honeycomb-Core Metal Wall Panels
074213-19 |  | PD | Miscellaneous Materials
074213-19 |  | PD | Finishes
074213-19 |  | SAM | For each type of metal panel indicated with factory-applied color finishes.
074213-19 |  | SAM | Verification - For each type of exposed finish.
074213-19 |  | QCS | Qualification Data: For Installer.
074213-19 |  | QCS | Product Test Reports: For each product, tests performed by a qualified testing agency.
074213-19 |  | QCS | Field Quality-Control Reports.
074213-19 |  | QCS | Sample Warranties: For special warranties.
074213-19 |  | CCS | Maintenance Data: For metal panels to include in maintenance manuals. | F
074293 |  |  | SOFFIT PANELS
074293 |  | SD | Full detailed drawings of metal panels.
074293 |  | PD | Metal Soffit Panels
074293 |  | PD | Miscellaneous Materials
074293 |  | PD | Finishes
074293 |  | SAM | For each type of metal panel indicated with factory-applied color finishes.
074293 |  | SAM | For each type of exposed finish required.
074293 |  | QCS | Metal Panels
074293 |  | QCS | Qualification Data: For Installer.
074293 |  | QCS | Product Test Reports: For each product, tests performed by a qualified testing agency.
074293 |  | QCS | Sample Warranties: For special warranties.
074293 |  | CCS | Maintenance Data: For metal panels to include in maintenance manuals. | F
074616 |  |  | ALUMINUM SIDING
074616 |  | PD | Aluminum Siding
074616 |  | PD | Aluminum Soffit
074616 |  | PD | Accessories
074616 |  | SAM | For aluminum siding and soffit including related accessories.
074616 |  | SAM | Verification - 12-inch long-by-actual-width Sample of siding.
074616 |  | SAM | Verification - 24-inch wide-by-36-inch high Sample panel of siding assembled on plywood backing.
074616 |  | SAM | Verification - 12-inch long-by-actual-width Sample of soffit.
074616 |  | SAM | Verification - 12-inch long-by-actual-width Samples of trim and accessories.
074616 |  | QCS | Product Certificates: For each type of aluminum siding and soffit.
074616 |  | QCS | Research/Evaluation Reports: For each type of aluminum siding required, from UNIFORM CODE-ES.
074616 |  | QCS | Sample Warranty: For special warranty.
074616 |  | QCS | Maintenance Material Submittals
074616 |  | CCS | Maintenance Data: For each type of product, including related accessories, to include in maintenance manuals. | F
074619 |  |  | STEEL SIDING
074619 |  | PD | Steel Siding
074619 |  | PD | Steel Soffit
074619 |  | PD | Accessories
074619 |  | SAM | For steel siding and soffit including related accessories.
074619 |  | SAM | Verification - 12-inch long-by-actual-width Sample of siding.
074619 |  | SAM | Verification - 24-inch wide-by-36-inch high Sample panel of siding assembled on plywood backing.
074619 |  | SAM | Verification - 12-inch long-by-actual-width Sample of soffit.
074619 |  | SAM | Verification - 12-inch long-by-actual-width Samples of trim and accessories.
074619 |  | QCS | Product Certificates: For each type of steel siding and soffit.
074619 |  | QCS | Research/Evaluation Reports: For each type of steel siding required, from UNIFORM CODE-ES.
074619 |  | QCS | Sample Warranty: For special warranty.
074619 |  | QCS | Maintenance Material Submittals
074619 |  | CCS | Maintenance Data: For each type of product, including related accessories, to include in maintenance manuals. | F
074624 |  |  | WOOD SHINGLE AND SHAKE SIDING
074624 |  | PD | Undercoursing
074624 |  | PD | Wood Shingle Siding
074624 |  | PD | Wood Shake Siding
074624 |  | PD | Wood-Shingle-Clad Panels
074624 |  | PD | Accessories
074624 |  | SAM | Verification - Wood Shingles: Full size.
074624 |  | SAM | Verification - Wood Shakes: Full size
074624 |  | SAM | Verification - Wood-Shingle-Clad Wall Panels: Full height by 12 inches long.
074624 |  | QCS | Qualification Data
074624 |  | QCS | Sample Warranty
074624 |  | CCS | Maintenance Data | F
074624 |  | CCS | MAINTENANCE MATERIAL SUBMITTALS | F
074633 |  |  | PLASTIC SIDING
074633 |  | PD | Vinyl Siding
074633 |  | PD | Vinyl Soffit
074633 |  | PD | Accessories
074633 |  | SAM | For vinyl siding and soffit including related accessories.
074633 |  | SAM | Verification - 12-inch long-by-actual-width Sample of siding.
074633 |  | SAM | Verification - 24-inch wide-by-36-inch high Sample panel of siding assembled on plywood backing.
074633 |  | SAM | Verification - 12-inch long-by-actual-width Sample of soffit.
074633 |  | SAM | Verification - 12-inch long-by-actual-width Samples of trim and accessories.
074633 |  | QCS | Qualification Data: For vinyl siding Installer.
074633 |  | QCS | Product Certificates: For each type of vinyl siding and soffit.
074633 |  | QCS | Research/Evaluation Reports: For each type of vinyl siding required, from UNIFORM CODE-ES.
074633 |  | QCS | Sample Warranty: For special warranty.
074633 |  | QCS | Maintenance Material Submittals
074633 |  | CCS | Maintenance Data: For each type of product, including related accessories, to include in maintenance manuals. | F
074646 |  |  | FIBER-CEMENT SIDING
074646 |  | PD | Fiber-Cement Siding
074646 |  | PD | Fiber Cement Soffit
074646 |  | PD | Siding Accessories
074646 |  | PD | Decorative Accessories
074646 |  | PD | Colors for Decorative Accessories
074646 |  | PD | Flashing
074646 |  | PD | Fasteners
074646 |  | PD | Insect Screening for Soffit Vents
074646 |  | PD | Continuous Soffit Vents
074646 |  | PD | Round Soffit Vents
074646 |  | SAM | Initial Selection for Siding
074646 |  | SAM | Initial Selection for Soffit
074646 |  | SAM | Initial Selection for Accessories
074646 |  | SAM | Verification each type, color, texture, and pattern required
074646 |  | SAM | Color for siding
074646 |  | QCS | Product Certificates
074646 |  | QCS | Manufacturers Field Reports
074646 |  | QCS | Installer's Qualifications Data
074646 |  | QCS | Company Field Advisor Data
074646 |  | QCS | Product Test Reports
074646 |  | QCS | Research/Evaluation Reports
074646 |  | QCS | Maintenance Material Submittals
074646 |  | CCS | Maintenance Data | F
074646 |  | CCS | Warranty | F
075113 |  |  | BUILT-UP ASPHALT ROOFING
075113 |  | SD | Full detailed drawings of roofing.
075113 |  | PD | Roofing Membrane Sheet Materials
075113 |  | PD | Base Flashing Sheet Materials
075113 |  | PD | Asphalt Materials
075113 |  | PD | Auxiliary Roofing Materials
075113 |  | PD | Substrate Boards
075113 |  | PD | Vapor Retarder
075113 |  | PD | Roof Insulation
075113 |  | PD | Insulation Accessories
075113 |  | PD | Coating Materials
075113 |  | PD | Walkways
075113 |  | SAM | Cap Sheet
075113 |  | SAM | Flashing Sheet
075113 |  | SAM | Aggregate Surfacing Material in gradation and color required.
075113 |  | SAM | Walkway Pads or Rolls
075113 |  | QCS | Fire Hazard Certification
075113 |  | QCS | Wind Uplift Resistance Submittal
075113 |  | QCS | Material Certification
075113 |  | QCS | Qualification Data: For Installer and Manufacturer
075113 |  | QCS | Manufacturer Certificates
075113 |  | QCS | Special Warranty Certificate
075113 |  | QCS | Product Test Reports
075113 |  | QCS | Evaluation Reports
075113 |  | CCS | Maintenance Data | F
075113 |  | CCS | Sample Warranties | F
075113 |  | CCS | Certified Statement from existing roof membrane stating that existing roof warranty has not been affected by Work performed under this Section. | F
075116 |  |  | BUILT-UP COAL TAR ROOFING
075116 |  | PACK | Submit the shop drawings, product data, samples, and quality control submittals specified below at the same time as a package.
075116 |  | SD | Full detailed drawings of roofing.
075116 |  | PD | Roofing Membrane Sheet Materials
075116 |  | PD | Base Flashing Sheet Materials
075116 |  | PD | Bitumen Materials
075116 |  | PD | Auxiliary Roofing Materials
075116 |  | PD | Substrate Boards
075116 |  | PD | Vapor Retarder
075116 |  | PD | Roof Insulation
075116 |  | PD | Insulation Accessories
075116 |  | PD | Coating Materials
075116 |  | PD | Walkways
075116 |  | SAM | Flashing Sheet
075116 |  | SAM | Aggregate Surfacing Material in gradation and color required.
075116 |  | SAM | Walkway Pads or Rolls
075116 |  | QCS | Wind Uplift Resistance Submittal
075116 |  | QCS | Fire Hazard Certification
075116 |  | QCS | Material Certification
075116 |  | QCS | Qualification Data: For Installer and Manufacturer.
075116 |  | QCS | Manufacturer Certificates
075116 |  | QCS | Special Warranty Certificate
075116 |  | QCS | Product Test Reports
075116 |  | QCS | Evaluation Reports
075116 |  | CCS | Maintenance Data | F
075116 |  | CCS | Sample Warranties | F
075116 |  | CCS | Certified statement from existing roof membrane manufacturer, stating that existing roof warranty has not been affected by Work performed under this Section. | F
075216 |  |  | STYRENE-BUTADIENE-STYRENE (SBS) MODIFIED BITUMINOUS MEMBRANE ROOFING
075216 |  | PACK | Submit items specified below, except contract closeout submittals and MSDS, at the same time as a complete package. Partial submittals will not be considered.
075216 |  | SD | Full detailed drawings of roofing.
075216 |  | PD | System Description
075216 |  | PD | Base Sheet Materials
075216 |  | PD | Interply Sheets
075216 |  | PD | Styrene-Butadiene-Styrene (SBS) Modified Bituminous Cap Sheet.
075216 |  | PD | Base Flashing Sheet Materials
075216 |  | PD | Auxiliary Roofing Materials
075216 |  | PD | Substrate Boards
075216 |  | PD | Vapor Retarder
075216 |  | PD | Roof Insulation
075216 |  | PD | Insulation Accessories
075216 |  | PD | Asphalt Materials
075216 |  | PD | Walkways
075216 |  | PD | Coating Materials
075216 |  | SAM | Cap Sheet
075216 |  | SAM | Flashing Sheet
075216 |  | SAM | Aggregate Surfacing material in gradation and color required.
075216 |  | SAM | Walkway Pads or Rolls
075216 |  | QCS | Wind Uplift Resistance Submittal
075216 |  | QCS | Fire Hazard Certification
075216 |  | QCS | Qualification Data: For Installer, manufacturer and testing agency.
075216 |  | QCS | Manufacturer Certificates
075216 |  | QCS | Installer's Qualifications Data
075216 |  | QCS | Product Test Reports
075216 |  | QCS | Evaluation Reports
075216 |  | QCS | Field Test Reports
075216 |  | QCS | Field Quality-Control Reports
075216 |  | QCS | Sample Warranties: For manufacturer's special warranties.
075216 |  | QCS | Material Safety Data Sheets (MSDS)
075216 |  | QCS | Roofing Manufacturer’s Company Field Advisor
075216 |  | CCS | Maintenance Data: For roofing system to include in maintenance manuals. | F
075216 |  | CCS | Certified statement from existing roof membrane manufacturer stating that existing roof warranty has not been affected by Work performed under this Section. | F
075323 |  |  | ETHYLENE-PROPYLENE-DIENE-MONOMER (EDPM) ROOFING
075323 |  | PACK | Submit the shop drawings, product data, samples, and quality control submittals specified below at the same time as a package.
075323 |  | SD | Full detailed drawings of roofing.
075323 |  | PD | System Description
075323 |  | PD | Ethylene-Propylene-Diene-Terpolymer (EPDM) Roofing
075323 |  | PD | Auxiliary Roofing Materials
075323 |  | PD | Substrate Boards
075323 |  | PD | Vapor Retarder
075323 |  | PD | Roof Insulation
075323 |  | PD | Insulation Accessories
075323 |  | PD | Asphalt Materials
075323 |  | PD | Walkways
075323 |  | PD | Miscellaneous Material
075323 |  | SAM | Roof membrane and flashings of color required
075323 |  | SAM | Aggregate surfacing material in gradation and color required
075323 |  | SAM | Walkway pads or rolls, of color required
075323 |  | SAM | Ballast: Five lbs
075323 |  | SAM | Ballast Substrate board: one 6-inch square
075323 |  | QCS | Wind Uplift Resistance
075323 |  | QCS | Fire Hazard Certification
075323 |  | QCS | Qualification Data: For Installer and manufacturer.
075323 |  | QCS | Material Certificates
075323 |  | QCS | Product Test Reports
075323 |  | QCS | Evaluation Reports
075323 |  | QCS | Field Test Reports
075323 |  | QCS | Field Quality-Control Reports
075323 |  | CCS | Sample Warranties: For manufacturer's special warranties. | F
075323 |  | CCS | Maintenance Data: For roofing system to include in maintenance manuals. | F
075323 |  | CCS | Maintenance Materials Submittals | F
075419 |  |  | POLYVINYL-CHLORIDE (PVC) ROOFING
075419 |  | PACK | Submit the shop drawings, product data, samples, and quality control submittals specified below at the same time as a package. Partial submittals will not be considered.
075419 |  | SD | Full detailed drawings of roofing.
075419 |  | PD | System Description
075419 |  | PD | Polyvinyl Chloride (PVC) Roofing
075419 |  | PD | Auxiliary Roofing Materials
075419 |  | PD | Substrate Boards
075419 |  | PD | Vapor Retarder
075419 |  | PD | Expansion Joint Materials
075419 |  | PD | Roof Insulation
075419 |  | PD | Insulation Accessories
075419 |  | PD | Asphalt Materials
075419 |  | PD | Walkways
075419 |  | SAM | Sheet Membrane
075419 |  | SAM | Sheet Flashing
075419 |  | SAM | Insulation
075419 |  | SAM | Fasteners
075419 |  | SAM | Welded Seam
075419 |  | QCS | Fire Hazard Certification
075419 |  | QCS | Wind Uplift Certification
075419 |  | QCS | Material Certification
075419 |  | QCS | Membrane Manufacturer's Certification
075419 |  | QCS | Installer's Certification
075419 |  | QCS | Field Test Reports
075419 |  | QCS | Concrete Internal Relative Humidity Test Reports
075419 |  | QCS | Fastener-pullout test results and manufacturer's revised requirements for fastener patterns.
075419 |  | QCS | Field Quality-Control Reports
075419 |  | CCS | Sample Warranties | F
075419 |  | CCS | Maintenance Data | F
075419 |  | CCS | Certified statement from existing roof membrane manufacturer stating that existing roof warranty has not been affected by Work performed under this Section. | F
075423 |  |  | THERMOPLASTIC-POLYOLEFIN (TPO) ROOFING
075423 |  | SD | Full detailed drawings of roofing.
075423 |  | PD | Thermoplastic Polyolefin (TPO) Roofing
075423 |  | PD | Accessory Roof Materials
075423 |  | PD | Substrate Board
075423 |  | PD | Vapor Retarder
075423 |  | PD | Roof Insulation
075423 |  | PD | Insulation Accessories and Cover Board
075423 |  | PD | Asphalt Materials
075423 |  | PD | Electronic Leak Detection (ELD) Materials
075423 |  | PD | Ballast
075423 |  | PD | Walkways
075423 |  | SAM | Verification - Roof Membrane and Flashings
075423 |  | SAM | Verification - Aggregate Ballast in gradation and color required
075423 |  | SAM | Verification - Roof Paver
075423 |  | SAM | Verification - Walkway Pads or Rolls
075423 |  | QCS | Wind Uplift Resistance Submittal
075423 |  | QCS | Qualification Data: For Installer, manufacturer and testing agency.
075423 |  | QCS | Manufacturer Certificates
075423 |  | QCS | Performance Requirement Certificate
075423 |  | QCS | Soecial Warranty Certificate
075423 |  | QCS | Product Test Reports
075423 |  | QCS | Evaluation Reports
075423 |  | QCS | Field Test Reports
075423 |  | QCS | Field Quality-Control Reports
075423 |  | QCS | Sample Warranties
075423 |  | CCS | Maintenance Data | F
075423 |  | CCS | Certified statement from existing roof membrane manufacturer stating that existing roof warranty has not been affected by Work performed under this Section. | F
075551 |  |  | BUILT-UP BITUMINOUS PROTECTED MEMBRANE ROOFING
075551 |  | SD | Indicate joint and termination detail conditions, conditions of interface with other materials, and paver ballast cover pattern.
075551 |  | PD | Membrane Materials
075551 |  | PD | Bitumen Materials
075551 |  | PD | Base Flashing Materials
075551 |  | PD | Insulation
075551 |  | PD | Pavers
075551 |  | SAM | 2 sample containers of roofing aggregate
075551 |  | QCS | Manufacturer's Certificate
075551 |  | QCS | Field Quality-Control Submittals
075551 |  | QCS | Manufacturer Reports
075551 |  | QCS | Qualifications Statements
075552 |  |  | STYRENE-BUTADIENE-STYRENE (SBS) MODIFIED BITUMINOUS PROTECTED MEMBRANE ROOFING
075552 |  | SD | Full detailed drawings of roofing.
075552 |  | PD | Base Sheet Materials
075552 |  | PD | Interply Sheets
075552 |  | PD | Styrene-Butadiene-Styrene-(SBS-) Modified Bituminous Cap Sheet
075552 |  | PD | Base Flashing Sheet Materials
075552 |  | PD | Asphalt Materials
075552 |  | PD | Accessory Roofing Materials
075552 |  | PD | Roof Insulation
075552 |  | PD | Insulation Accessories
075552 |  | PD | Electronic Leak Detection (ELD) Materials
075552 |  | PD | Coating Materials
075552 |  | PD | Ballast
075552 |  | SAM | Verification - Ballast in gradation and color required
075552 |  | SAM | Verification - Roof paver
075552 |  | QCS | Wind Uplift Resistance Submittal
075552 |  | QCS | Qualification Data: For Installer, manufacturer and testing agency.
075552 |  | QCS | Manufacturer Certificates
075552 |  | QCS | Product Test Reports
075552 |  | QCS | Evaluation Reports
075552 |  | QCS | Field Test Reports
075552 |  | QCS | Concrete internal relative humidity test reports.
075552 |  | QCS | Field Quality-Control Reports
075552 |  | QCS | Sample Warranties
075552 |  | CCS | Maintenance Data | F
075552 |  | CCS | Certified statement from existing roof membrane manufacturer stating that existing roof warranty has not been affected by Work performed under this Section. | F
075553 |  |  | ELASTOMERIC PROTECTED MEMBRANE ROOFING
075553 |  | PACK | Submit the shop drawings, product data, samples, and quality control submittals specified below at the same time as a package.
075553 |  | SD | Full detailed drawings of membrane roofing.
075553 |  | PD | Manufacturer’s Warranty: Sample copy of the membrane manufacturer’s 10 year warranty covering workmanship and materials.
075553 |  | PD | Roofing Membrane
075553 |  | PD | Underlayment Materials
075553 |  | PD | Auxillary Roofing Membrane Materials
075553 |  | PD | Fasteners
075553 |  | PD | Roof Insulation
075553 |  | PD | Insulation Accessories
075553 |  | PD | Ballast
075553 |  | SAM | Flashing Material, of color required
075553 |  | SAM | Aggregate Ballast in gradation and color indicated
075553 |  | QCS | Fire Hazard Certification
075553 |  | QCS | Material Certification
075553 |  | QCS | Membrane Manufacturer's Certification
075553 |  | QCS | Installer's Certification
075553 |  | CCS | Maintenance Data | F
075553 |  | CCS | Warranty | F
075556 |  |  | FLUID-APPLIED PROTECTED MEMBRANE ROOFING
075556 |  | PACK | Submit the shop drawings, product data, samples, and quality control submittals specified below at the same time as a package. Partial submittals will not be considered.
075556 |  | SD | Full detailed drawings of membrane roofing.
075556 |  | PD | Manufacturer’s specifications and application instructions revised, as necessary, to suit the requirements of the Contract Documents.
075556 |  | PD | Manufacturer’s Warranty: Sample copy of the membrane manufacturer’s 10 year warranty covering workmanship and materials.
075556 |  | PD | Roofing Membrane
075556 |  | PD | Base Flashing Sheet Materials
075556 |  | PD | Felts
075556 |  | PD | Auxillary Roofing Membrane Materials
075556 |  | PD | Fasteners
075556 |  | PD | Roof Insulation
075556 |  | PD | Insulation Accessories
075556 |  | PD | Ballast
075556 |  | SAM | Flashing Material, of color required
075556 |  | SAM | Aggregate Ballast in gradation and color indicated
075556 |  | QCS | Fire Hazard Certification
075556 |  | QCS | Material Certification
075556 |  | QCS | Membrane Manufacturer's Certification
075556 |  | QCS | Installer's Certification
075556 |  | CCS | Maintenance Data | F
075556 |  | CCS | Warranty | F
075700 |  |  | COATED FOAMED ROOFING
075700 |  | PACK | Submit the shop drawings, product data, samples, and quality control submittals specified below at the same time as a package. Partial submittals will not be considered.
075700 |  | SD | Full detailed drawings for roofing system.
075700 |  | PD | Manufacturer’s specifications and application instructions revised, as necessary, to suit the requirements of the Contract Documents.
075700 |  | PD | Manufacturer’s Warranty: Sample copy of the membrane manufacturer’s 10 year warranty covering workmanship and materials.
075700 |  | PD | Polyurethane Foam
075700 |  | PD | Silicone Coatings
075700 |  | PD | Substrate Board
075700 |  | PD | Auxiliary Materials
075700 |  | SAM | Flashing Material, of color required
075700 |  | SAM | Aggregate Ballast in gradation and color indicated
075700 |  | QCS | Fire Hazard Certification
075700 |  | QCS | Material Certification
075700 |  | QCS | Membrane Manufacturer's Certification
075700 |  | QCS | Installer's Certification
075700 |  | CCS | Maintenance Data | F
075700 |  | CCS | Warranty | F
075713 |  |  | SPRAYED POLYURETHANE FOAM ROLLING
075713 |  | PACK | Submit the shop drawings, product data, samples, and quality control submittals specified below at the same time as a package.
075713 |  | PD | Include manufacturer's written instructions for evaluating, preparing, and treating substrate; technical data; and tested physical and performance properties.
075713 |  | PD | Sustainable Design Submittals:
075713 |  | PD | System Description
075713 |  | PD | Polyurethane Foam
075713 |  | PD | Silicone Coatings
075713 |  | PD | Substrate Board
075713 |  | PD | Auxiliary Materials
075713 |  | SAM | For coated foamed roofing
075713 |  | QCS | Applicator’s Certification
075713 |  | QCS | Optical Comparator
075713 |  | QCS | Product Certificates:
075713 |  | QCS | Evaluation Reports
075713 |  | CCS | Warranty | F
075713 |  | CCS | Maintenance Data | F
076100 |  |  | SHEET METAL ROOFING
076100 |  | SD | Full detailed drawings of roofing.
076100 |  | SD | Coordination Drawings
076100 |  | PD | Roofing Sheet Metal
076100 |  | PD | Underlayment Materials
076100 |  | PD | Fasteners
076100 |  | PD | Sealant Tape
076100 |  | PD | Elastomeric Sealant
076100 |  | PD | Manufacturer's Installation Instructions
076100 |  | SAM | For each exposed product and for each color and texture specified.
076100 |  | QCS | Qualification Data: For Installer fabricator.
076100 |  | QCS | Evaluation Reports
076100 |  | QCS | Sample Warranties: For special warranties.
076100 |  | CCS | Maintenance Data | F
076100 |  | CCS | Special Warranties | F
076200 |  |  | SHEET METAL FLASHING AND TRIM
076200 |  | SD | Full detailed drawings for sheet metal flashing and trim.
076200 |  | PD | Underlayment Materials
076200 |  | PD | Elastomeric Sealant
076200 |  | PD | Butyl Sealant
076200 |  | PD | Epoxy Seam Sealer
076200 |  | PD | Manufacturer's Installation Instructions
076200 |  | SAM | Sheet Metal Flashing
076200 |  | SAM | Trim, Metal Closures, Expansion Joints, Joint Intersections, and Miscellaneous Fabrications
076200 |  | SAM | Unit-Type Accessories and Miscellaneous Materials
076200 |  | SAM | Anodized Aluminum Samples
076200 |  | QCS | Qualification Data: For fabricator.
076200 |  | QCS | Product Certificates
076200 |  | QCS | Product Test Reports
076200 |  | QCS | Evaluation Reports
076200 |  | QCS | Sample Warranty: For special warranty
076200 |  | CCS | Special Warranty | F
076200 |  | CCS | Maintenance Data | F
076223 |  |  | FABRICATED GUTTERS AND DOWNSPOUTS_COMMERCIAL
076223 |  | SD | Full detailed drawings for roof specialties
076223 |  | PD | Roof-Drainage Sheet Metal Fabrications
076223 |  | PD | Materials
076223 |  | PD | Underlayment Materials
076223 |  | PD | Miscellaneous Materials
076223 |  | PD | Finishes
076223 |  | SAM | For each type of roof specialty and for each color and texture specified.
076223 |  | QCS | Qualification Data: For manufacturer.
076223 |  | QCS | Product Certificates
076223 |  | QCS | Product Test Reports
076223 |  | QCS | Sample Warranty
076223 |  | CCS | Maintenance Data | F
077100 |  |  | ROOF SPECIALTIES
077100 |  | SD | Full detailed drawings for roof specialties
077100 |  | PD | Copings
077100 |  | PD | Roof-Edge Specialties
077100 |  | PD | Roof-Edge Drainage Systems
077100 |  | PD | Reglets and Counterflashings
077100 |  | PD | Underlayment Materials
077100 |  | PD | Miscellaneous Materials
077100 |  | PD | Finishes
077100 |  | SAM | For each type of exposed finish.
077100 |  | SAM | Anodized or painted
077100 |  | SAM | Pre-finished Metal
077100 |  | QCS | Qualification Data: For manufacturer.
077100 |  | QCS | Product Certificates
077100 |  | QCS | Product Test Reports
077100 |  | QCS | Sample Warranty
077100 |  | CCS | Maintenance Data | F
077123 |  |  | MANUFACTURED GUTTERS AND DOWNSPOUTS_RESIDENTIAL
077123 |  | SD | Full detailed drawings for roof-edge drainage systems.
077123 |  | PD | Roof-Edge Drainage Systems
077123 |  | PD | Miscellaneous Materials
077123 |  | PD | Finishes
077123 |  | SAM | For each type of roof specialty and for each color and texture specified.
077123 |  | SAM | Initial Selection: For each type of roof specialty indicated with factory-applied color finishes.
077123 |  | SAM | Each type of roof specialty to verify finish and color selection, in manufacturer's standard sizes.
077123 |  | QCS | Qualification Data: For manufacturer.
077123 |  | QCS | Product Certificates
077123 |  | QCS | Product Test Reports
077123 |  | QCS | Sample Warranty
077123 |  | CCS | Maintenance Data | F
077129 |  |  | MANUFACTURED ROOF EXPANSION JOINTS
077129 |  | SD | Full detailed drawings for roof expansion joints.
077129 |  | PD | Flanged Bellows-Type Roof Expansion Joints
077129 |  | PD | Extruded Bellows Roof Expansion Joints
077129 |  | PD | Aluminum Roof Expansion Joints
077129 |  | PD | Preformed Foam Sealant-Type Roof Expansion Joint
077129 |  | PD | Miscellaneous Materials
077129 |  | SAM | For each exposed product and for each color specified.
077129 |  | QCS | Qualification Data: For Installer.
077129 |  | QCS | Product Test Reports
077129 |  | QCS | Sample Warranties: For special warranties.
077200 |  |  | ROOF ACCESSORIES
077200 |  | SD | Full detailed drawings for roof accessories.
|  | SD | Coordination Drawings
077200 |  | PD | Roof Hatches
077200 |  | PD | Security Roof Hatches
077200 |  | PD | Heat and Smoke Vents
077200 |  | PD | Grease Guards
077200 |  | QCS | Delegated-Design Submittal
077200 |  | QCS | Maintenance Material Submittals
077200 |  | CCS | Operation and Maintenance Data | F
077226 |  |  | RIDGE VENTS
077226 |  | PD | Aluminum Ridge Vents
077226 |  | PD | Shingle Over Ridge Vents
077226 |  | PD | Drip Edge
077226 |  | PD | Soffit System
077226 |  | PD | Continious Soffit Vents
077226 |  | PD | Insulation Baffles
077226 |  | PD | Pipe Flashing
077253 |  |  | SNOW GUARDS
077253 |  | SD | Include roof plans showing layouts and attachment details of snow guards.
077253 |  | PD | Pad-Type Snow Guards
077253 |  | SAM | Pad-Type Snow Guards
077253 |  | QCS | Qualification Data
077253 |  | QCS | Product Test Reports
077273 |  |  | VEGETATED ROOF SYSTEMS
077273 |  | SD | Full detailed drawings for each vegetated roof assembly.
077273 |  | PD | Continuous Vegetated Roof Assembly
077273 |  | PD | Tray-Type Vegetated Roof Assembly
077273 |  | SAM | Verification - Preplanted Vegetative Mat
077273 |  | SAM | Growing Media
077273 |  | SAM | Moisture-Retention Mat
077273 |  | SAM | Drainage Panels
077273 |  | SAM | Root Barrier
077273 |  | SAM | Walkway Paver
077273 |  | SAM | Geofoam Fill
077273 |  | SAM | Separation Geotextile
077273 |  | SAM | Access Boxes
077273 |  | SAM | Soil Retainer
077273 |  | QCS | Qualification Data: For Installer.
077273 |  | QCS | Product Certificates
077273 |  | QCS | Manufacturer's Certified analysis of standard products
077273 |  | QCS | Analysis of other materials by a recognized laboratory
077273 |  | QCS | Product Test Reports
077273 |  | QCS | Field Quality-Control Reports
077273 |  | QCS | Sample Warranty: For special warranties
077273 |  | CCS | Maintenance Data | F
077273 |  | CCS | Continuing Maintenance Proposal | F
078100 |  |  | APPLIED FIRE PROTECTION
078100 |  | SD | Full detailed drawings for framing plans and/or schedules.
078100 |  | PD | Fireproofing
078100 |  | SAM | Sealer/Topcoat
078100 |  | SAM | Reinforcement
078100 |  | QCS | Qualification Data: For Installer.
078100 |  | QCS | Product Certificates
078100 |  | QCS | Evaluation Reports
078123 |  |  | INTUMESCENT FIRE PROTECTION
078123 |  | SD | Full detailed drawings for framing plans and/or schedules.
078123 |  | PD | Manufacturer's Installation Instructions
078123 |  | PD | Mastic and Intumescent Fire-Resistive Coatings
078123 |  | PD | Substrate Primers
078123 |  | PD | Reinforcing Fabric
078123 |  | PD | Reinforcing Mesh
078123 |  | PD | Topcoat
078123 |  | SAM | For each exposed product and for each color and texture specified.
078123 |  | QCS | Qualification Data: For Installer and testing agency.
078123 |  | QCS | Product Certificates
078123 |  | QCS | Evaluation Reports
078123 |  | QCS | Field Quality-Control Reports
078200 |  |  | BOARD FIRE PROTECTION
078200 |  | SD | Full detailed drawings surrounding board fire protection.
078200 |  | PD | Provide Manufacturer's Installation Instructions
078200 |  | PD | Calcium-Silicate Board
078200 |  | PD | Mineral-Fiber Board
078200 |  | PD | Joint Treatment and Finishing Materials
078413 |  |  | PENETRATION FIRESTOPPING
078413 |  | PACK | Submit the Product Data, Samples, Quality Control Submittals and Firestop Schedule at the same time as a package.
078413 |  | PD | Penetration Firestopping Systems
078413 |  | PD | Fill Materials
078413 |  | PD | Mixing
078413 |  | QCS | Product Schedule
078413 |  | QCS | Design Data
078413 |  | QCS | Installer's Qualifications Data
078413 |  | QCS | Company Field Advisor Data
078413 |  | QCS | Firestop Schedule
078413 |  | QCS | Product Test Reports
078413 |  | CCS | Installer Certificates | F
078443 |  |  | JOINT FIRESTOPPING
078443 |  | PD | Joint Firestopping Systems
078443 |  | QCS | Product Schedule
078443 |  | QCS | Qualification Data: For Installer.
078443 |  | QCS | Product Test Reports
078443 |  | CCS | Installer Certificates | F
079100 |  |  | PREFORMED JOINT SEALS
079100 |  | PD | Provide Manufacturer's Installation Instructions
079100 |  | PD | Preformed, Foam Joint Seals
079100 |  | PD | Extruded-Silicone Joint Seals
079100 |  | SAM | Initial Selection: Manufacturer's color sheets
079100 |  | SAM | Verification - Actual samples of each type and color of exposed preformed joint seal.
079100 |  | QCS | Test and Evaluation Reports
079100 |  | QCS | Product Test Reports
079100 |  | QCS | Sample Warranties
079100 |  | QCS | Performed Joint Seal Schedule
079200 |  |  | JOINT SEALANTS
079200 |  | PD | Silicone Joint Sealants
079200 |  | PD | Nonstaining Silicone Joint Sealants
079200 |  | PD | Urethane Joint Sealants
079200 |  | PD | Mildew-Resistant Joint Sealants
079200 |  | PD | Polysulfide Joint Sealants
079200 |  | PD | Butyl Joint Sealants
079200 |  | PD | Latex Joint Sealants
079200 |  | PD | Flame and Smoke Resistant Intumescent Sealants
079200 |  | PD | Security Sealants
079200 |  | PD | Hydrophobic Hybrid Polyurethane
079200 |  | PD | Pre-Formed Sealant
079200 |  | SAM | Sealant
079200 |  | SAM | Joint Fillers
079200 |  | SAM | Gaskets
079200 |  | SAM | Joint Primer/Sealer/Conditions
079200 |  | SAM | Backer Rods
079200 |  | SAM | Bond Breaker Tape
079200 |  | SAM | Initial Selection: Manufacturer's color charts consisting of strips of cured sealants showing the full range of colors available for each product exposed to view.
079200 |  | SAM | Verification - For each kind and color of joint sealant required.
079200 |  | QCS | Installer's Qualifications Data
079200 |  | QCS | Company Field Advisor Data
079200 |  | QCS | Joint-Sealant Schedule
079200 |  | QCS | Qualification Data: For qualified testing agency
079200 |  | QCS | Product Test Reports
079200 |  | QCS | Preconstruction Laboratory Test Schedule
079200 |  | QCS | Preconstruction Laboratory Test Reports
079200 |  | QCS | Preconstruction Field-Adhesion-Test Reports
079200 |  | QCS | Field-Adhesion-Test Reports
079200 |  | QCS | Sample Warranties
079219 |  |  | ACOUSTICAL JOINT SEALANTS
079219 |  | PD | Provide Manufacturer's Installation Instructions
079219 |  | PD | Acoustical Joint Sealants
079219 |  | SAM | Initial Selection: Manufacturer's color charts consisting of strips of cured sealants, showing full range of available colors for each product exposed to view.
079219 |  | SAM | Verification - For each type and color of acoustical joint sealant required.
079219 |  | QCS | Acoustical Joint-Sealant Schedule
079219 |  | QCS | Test and Evaluation Reports
079219 |  | QCS | Sample Warranties
079219 |  | CCS | Warranty Documentation | F

## Div.8
SUBMITTALS FOR APPROVAL |  |  |  | Send to: | Critical Submittals | Contractor's Projected Dates Allow at least 4 weeks for Approval (allows time for any resubmission)
Spec Section | Sub Section | Type | Description | F | Mark "X" for all that apply | Projected Transmittal Date: | Projected Approval Date: | Projected Delivery Date:
F/O
D
080152.61 |  |  | WOOD WINDOW REPAIRS
080152.61 |  | SD | Full detailed drawings of repair and replacement work.
080152.61 |  | PD | Wood Window Repairs, General
080152.61 |  | PD | Replicated Wood Window Units
080152.61 |  | PD | Storm Windows
080152.61 |  | PD | Shutters
080152.61 |  | PD | Insect Screens
080152.61 |  | PD | Wood-Replacement Materials
080152.61 |  | PD | Wood-Repair Materials
080152.61 |  | PD | Glazing Materials
080152.61 |  | PD | Hardware
080152.61 |  | PD | Weather Stripping
080152.61 |  | PD | Miscellaneous Materials
080152.61 |  | PD | Wood Window Finishes
080152.61 |  | SAM | Initial Selection: For each type of exposed wood and finish.
080152.61 |  | SAM | Verification - Replacement Units
080152.61 |  | SAM | Verification - Replacement Members
080152.61 |  | SAM | Verification - Repaired Wood Window Members
080152.61 |  | SAM | Verification - Refinished Wood Window Members
080152.61 |  | SAM | Verification - Hardware
080152.61 |  | SAM | Verification - Weather Stripping
080152.61 |  | SAM | Verification - Glass
080152.61 |  | QCS | Qualification Data: For wood-window-repair specialist and wood-repair-material manufacturer.
080152.61 |  | QCS | Preconsrtuction Test Reports: For wood window repairs.
080314 |  |  | HISTORIC TREATMENT OF WOOD DOORS
080314 |  | SD | Full detailed drawings of wood-door repair and replacement work.
080314 |  | PD | Historic Treatment of Wood Doors Quality Standard
080314 |  | PD | Replacement Wood Door Units
080314 |  | PD | Storm Doors
080314 |  | PD | Screen Doors
080314 |  | PD | Wood-Replacement Materials
080314 |  | PD | Wood-Repair Materials
080314 |  | PD | Glazing Materials
080314 |  | PD | Hardware
080314 |  | PD | Weather Stripping
080314 |  | PD | Miscellaneous Materials
080314 |  | PD | Wood Door Finishes
080314 |  | SAM | Initial Selection: For each type of exposed wood and finish.
080314 |  | SAM | Verification - Replacement Units
080314 |  | SAM | Verification - Replacement Members
080314 |  | SAM | Verification - Repaired Wood Door Members
080314 |  | SAM | Verification - Refinished Wood Door Members
080314 |  | SAM | Verification - Hardware
080314 |  | SAM | Verification - Weather Stripping
080314 |  | SAM | Verification - Glass
080314 |  | QCS | Test and Evaluation Reports
080314 |  | QCS | Qualification Statements
080314 |  | QCS | Wood Door Historic Treatment Program
080351.23 |  |  | HISTORIC TREATMENT OF STEEL WINDOWS
080351.23 |  | SD | Full detailed drawings of repair and replacement work.
080351.23 |  | PD | Replacement Steel Window Units
080351.23 |  | PD | Storm Windows
080351.23 |  | PD | Insect Screens
080351.23 |  | PD | Steel-Repair Materials
080351.23 |  | PD | Glazing Materials
080351.23 |  | PD | Hardware
080351.23 |  | PD | Weather-Stripping Materials
080351.23 |  | PD | Miscellaneous Materials
080351.23 |  | PD | Steel Window Finishes
080351.23 |  | SAM | Initial Selection: Manufacturer's standard color sheets
080351.23 |  | SAM | Verification - Replacement Units
080351.23 |  | SAM | Verification - Repaired Steel Window Members
080351.23 |  | SAM | Verification - Refinished Steel Window Members
080351.23 |  | SAM | Verification - Hardware
080351.23 |  | SAM | Verification - Weather Stripping
080351.23 |  | SAM | Verification - Glass
080351.23 |  | QCS | Qualification Statements
080351.23 |  | QCS | Steel Window Historic Treatment Program
080351.33 |  |  | HISTORIC TREATMENT OF ALUMINUM WINDOWS
080351.33 |  | SD | Full detailed drawings of repair and replacement work.
080351.33 |  | PD | Replicated Aluminum Window Units
080351.33 |  | PD | Storm Windows
080351.33 |  | PD | Insect Screens
080351.33 |  | PD | Aluminum-Repair Materials
080351.33 |  | PD | Glazing Materials
080351.33 |  | PD | Hardware
080351.33 |  | PD | Miscellaneous Materials
080351.33 |  | PD | Painted Aluminum Window Finishes
080351.33 |  | SAM | Initial Selection: For each type of exposed finish.
080351.33 |  | SAM | Verification - Replacement Units
080351.33 |  | SAM | Verification - Repaired Aluminum Window Members
080351.33 |  | SAM | Verification - Refinished Aluminum Window Members
080351.33 |  | SAM | Verification - Hardware
080351.33 |  | SAM | Verification - Detachable Weather Stripping
080351.33 |  | SAM | Verification - Glass
080351.33 |  | QCS | Qualification Data: For historic treatment specialist and aluminum-repair-material manufacturer.
080351.33 |  | QCS | Aluminum Window Historic Treatment Program
080352 |  |  | HISTORIC TREATMENT OF WOOD WINDOWS
080352 |  | SD | Full detailed drawings of repair and replacement work.
080352 |  | PD | Historic Treatment of Wood Windows, General
080352 |  | PD | Replicated Wood Window Units
080352 |  | PD | Storm Windows
080352 |  | PD | Shutters
080352 |  | PD | Insect Screens
080352 |  | PD | Wood-Replacement Materials
080352 |  | PD | Wood-Repair Materials
080352 |  | PD | Glazing Materials
080352 |  | PD | Hardware
080352 |  | PD | Weather Stripping
080352 |  | PD | Miscellaneous Materials
080352 |  | PD | Wood Window Finishes
080352 |  | SAM | Initial Selection: For each type of exposed wood and finish.
080352 |  | SAM | Verification - Replacement Units
080352 |  | SAM | Verification - Replacement Members
080352 |  | SAM | Verification - Repaired Wood Window Members
080352 |  | SAM | Verification - Refinished Wood Window Members
080352 |  | SAM | Verification - Hardware
080352 |  | SAM | Verification - Weather Stripping
080352 |  | SAM | Verification - Glass
080352 |  | QCS | Qualification Data: For historic treatment specialist including workers and wood-repair-material manufacturer.
080352 |  | QCS | Wood Window Historic Treatment Program
080352 |  | QCS | Preconstruction Test Reports
081113 |  |  | HOLLOW METAL DOORS AND FRAMES
081113 |  | SD | Full detailed drawings that indicate exact position of access door units and any special installation conditions.
081113 |  | PD | Interior Standard Steel Doors and Frames
081113 |  | PD | Exterior Standard Steel Doors and Frames
081113 |  | PD | Interior Custom Hollow-Metal Doors and Frames
081113 |  | PD | Exterior Custom Hollow-Metal Doors and Frames
081113 |  | PD | Borrowed Lites
081113 |  | PD | Hollow Metal Panels
081113 |  | PD | Frame Anchors
081113 |  | PD | Materials
081113 |  | PD | Fabrication
081113 |  | PD | Steel finishes
081113 |  | PD | Louves
081113 |  | PD | Product Schedule
081113 |  | PD | Oversize Construction Certification
081113 |  | SAM | Initial Selection: For hollow-metal doors and frames with factory-applied color finishes.
081113 |  | SAM | Verification: Finishes: For each type of exposed finish required, prepared on Samples of not less than 3 by 5 inches.
081113 |  | QCS | Field quality control reports
081113 |  | CCS | Record Documents | F
081119 |  |  | STAINLESS-STEEL DOORS AND FRAMES
081119 |  | SD | Full detailed drawings showing elevations of each door type; Details of doors, including vertical- and horizontal-edge details and metal thicknesses; Frame details for each frame type, including dimensioned profiles and metal thicknesses; Locations of reinforcement and preparations for hardware; Details of each different wall opening condition; Details of electrical raceway and preparation for electrified hardware, access control systems, and security systems; Details of anchorages, joints, field splices, and connections; and Details of accessories; Details of moldings, removable stops, and glazing.
081119 |  | PD | Stainless Steel Doors and Frames
081119 |  | PD | Stainless Steel Panels
081119 |  | PD | Frame and Anchors
081119 |  | PD | Finishes
081119 |  | PD | Accessories
081119 |  | SAM | Finishes: For each type of exposed finish required, prepared on Samples of not less than 3 by 5 inches.
081119 |  | SAM | Doors: Show vertical-edge, top, and bottom construction; core construction; [glazing; ]and hinge and other applied hardware reinforcement.
081119 |  | SAM | Frames: Show profile, corner joint, floor and wall anchors, and silencers. Include separate section showing fixed hollow-metal panels and glazing if applicable.
081119 |  | QCS | Door and Frame Schedule
081119 |  | QCS | Qualification Data
081119 |  | QCS | Fire-Rated Door Inspector
081119 |  | QCS | Egress Door Inspector
081119 |  | QCS | Product Test Reports:
081119 |  | QCS | Field quality control reports.
081119 |  | CCS | Record Documents | F
081163.23 |  |  | ALUMINUM SCREEN AND STORM DOORS AND FRAMES
081163.23 |  | SD | Full detailed drawings for screen and storm doors.
081163.23 |  | PD | Aluminum extrusions
081163.23 |  | PD | Stiles and Rails
081163.23 |  | PD | Screen and Storm Inserts
081163.23 |  | PD | Guards
081163.23 |  | PD | Glazing
081163.23 |  | PD | Hardware
081163.23 |  | SAM | For each screen and storm door type.
081163.23 |  | QCS | Product Schedule
081163.23 |  | QCS | Sample Warranty
081163.23 |  | CCS | Maintenance Data | F
081163.26 |  |  | RESIDENTIAL ALUMINUM SCREEN AND STORM DOORS AND FRAMES
081163.26 |  | SD | Full detailed drawings for screen and storm doors.
081163.26 |  | PD | Door Stiles and Rails, Frame Sections
081163.26 |  | PD | Weatherstripping
081163.26 |  | PD | Insect Screen
081163.26 |  | PD | Corner Spigots
081163.26 |  | PD | Fasteners
081163.26 |  | PD | Window Track
081163.26 |  | PD | Glazing
081163.26 |  | PD | Hardware
081163.26 |  | QCS | Product Schedule
081163.26 |  | QCS | Sample Warranty
081163.26 |  | CCS | Maintenance Data | F
081173 |  |  | SIDING METAL FIRE DOORS
081173 |  | SD | Full detailed drawings for doors.
081173 |  | PD | Sliding Metal Fire Door
081173 |  | PD | Metallic-Coated Steel Sheet Finishes
081173 |  | PD | Steel Finishes
081173 |  | PD | Stainless Steel Finishes
081173 |  | QCS | Qualification Data: For Installer and testing and inspecting agency.
081173 |  | QCS | Product Certificates
081173 |  | QCS | Oversized Special-Purpose Fire Door Assembly Certification
081173 |  | QCS | Field Quality-Control Reports
081173 |  | CCS | Operation and Maintenance Data | F
081173 |  | CCS | Record Documents | F
081416 |  |  | FLUSH WOOD DOORS
081416 |  | SD | Full detailed drawings for each door.
081416 |  | PD | Door Core Materials and Construction
081416 |  | PD | Door Edge Construction
081416 |  | PD | Door Face Type and Characteristics
081416 |  | PD | Door Louvers
081416 |  | PD | Door Trim for Openings
081416 |  | SAM | Initial Selection: For plastic-laminate door faces, polymer edging and factory-finished doors.
081416 |  | SAM | Verification - Factory finishes applied to actual door face materials.
081416 |  | SAM | Verification - Plastic Laminate
081416 |  | SAM | Verification - Polymer Edging
081416 |  | SAM | Verification - Corner Sections of Doors
081416 |  | SAM | Verification - Louver Blade and Frame Sections
081416 |  | QCS | Qualification Data: For door inspector.
081416 |  | QCS | Field Quality-Control Reports
081416 |  | QCS | Sample Warranty
081416 |  | CCS | Special Warranties | F
081416 |  | CCS | Record Documents | F
081433 |  |  | STILE AND RAIL WOOD DOORS
081433 |  | SD | Full detailed drawings indicating location, size, and hand of each door; elevation of each type of door; construction details not covered in Product Data, including those for stiles, rails, panels, and moldings (sticking); and other pertinent data.
081433 |  | PD | Exterior Stile And Rail Wood Doors
081433 |  | PD | Interior Fire-Rated Stile And Rail Wood Doors
081433 |  | PD | Fire-Rated Wood Door Frames
081433 |  | SAM | Initial Section - For Factory-finished
081433 |  | SAM | Verification - Factory finishes applied to actual door face materials, approximately 8 by 10 inches, for each material and finish
081433 |  | QCS | Qualification Data
081433 |  | QCS | Field quality control reports.
081433 |  | QCS | Sample Warranty
081433 |  | CCS | Special warranties | F
081433 |  | CCS | Quality Standard Compliance Certificates | F
081433 |  | CCS | Record Documents | F
083113 |  |  | ACCESS DOORS AND FRAMES
083113 |  | SD | Full detailed drawings indicating exact position of access door units and any special installation conditions.
083113 |  | PD | Flush-Framed Access Doors
083113 |  | PD | Gypsum Board Access Doors
083113 |  | PD | Plaster Access Doors
083113 |  | PD | Recessed Wall Access Doors
083113 |  | PD | Fire-Rated Access Doors
083113 |  | PD | Gypsum Board Fire-Rated Access Doors
083113 |  | PD | Floor Hatches
083113 |  | SAM | 2 samples illustrating frame configuration and anchoring.
083113 |  | QCS | Manufacturer's Certificate
083113 |  | QCS | Qualification Statements
083313 |  |  | COILING COUNTER DOORS
083313 |  | SD | Full detailed drawings for each installation and for special components not dimensioned or detailed in manufacturer's product data.
083313 |  | PD | Fire-Rated Counter Door
083313 |  | PD | Sound-Control Doors
083313 |  | PD | Integral Metal Sill
083313 |  | PD | Fire-Rated, Laminate Counter
083313 |  | SAM | Manufacturer's finish charts showing full range of colors and textures available for units with factory-applied finishes.
083313 |  | QCS | Qualification Data: For Installer and testing and inspecting agency.
083313 |  | QCS | Oversize Construction Certification
083313 |  | CCS | Maintenance Data | F
083313 |  | CCS | Record Documents | F
083323 |  |  | OVERHEAD COILING DOORS
083323 |  | SD | Full detailed drawings for each installation and for special components not dimensioned or detailed in manufacturer's product data.
083323 |  | PD | Door Assembly
083323 |  | PD | Fire-Rated Door Assembly
083323 |  | PD | Door Curtains
083323 |  | PD | Curtain Jamb Guides
083323 |  | PD | Pass Doors
083323 |  | PD | Hoods
083323 |  | PD | Locking Devices
083323 |  | PD | Curtain Accessories
083323 |  | PD | Counterbalance Mechanism
083323 |  | PD | Manual Door Operators
083323 |  | PD | Electric Door Operators
083323 |  | SAM | Initial Selection: Manufacturer's finish charts showing full range of colors and textures available for units with factory-applied finishes.
083323 |  | SAM | Verification - Curtain Slats
083323 |  | QCS | Qualification Data: For Installer and testing and inspecting agency.
083323 |  | QCS | Oversize Construction Certification (UL Certification)
083323 |  | QCS | Sample Warranty
083323 |  | QCS | Maintenance Material Submittals
083323 |  | CCS | System acceptance test for automatic closing fire doors. | F
083323 |  | CCS | Replacement Parts List | F
083323 |  | CCS | Special Warranty | F
083323 |  | CCS | Maintenance Data | F
083323 |  | CCS | Record Documents | F
083325 |  |  | COMPOSITE SECTIONAL OVERHEAD DOORS
083325 |  | SD | Full detailed drawings for overhead doors.
083325 |  | PD | Doors
083325 |  | PD | Door Sections
083325 |  | PD | Accessories
083325 |  | PD | Tracks, Supports, and Bumpers
083325 |  | PD | Hardware
083325 |  | PD | Counterbalancing Mechanism
083325 |  | PD | Chain Hoist Operation
083325 |  | PD | Electric Operation
083325 |  | SAM | Full door section end, 1 foot long.
083325 |  | QCS | Certificates
083325 |  | QCS | Warranties
083325 |  | QCS | Manufacturer and installers qualifications
083325 |  | CCS | Operation and maintenance data. | F
083325 |  | CCS | Replacement parts list. | F
083326 |  |  | OVERHEAD COILING GRILLES
083326 |  | SD | Full detailed drawings for each installation and for special components not dimensioned or detailed in manufacturer's product data.
083326 |  | PD | Open-Curtain Grille
083326 |  | PD | Closed-Curtain Grille
083326 |  | PD | Removable Metal Soffit
083326 |  | PD | Mounting Frame
083326 |  | PD | Push/Pull Handles
083326 |  | PD | Pull-Down Strap
083326 |  | PD | Pole Hooks
083326 |  | SAM | Initial Selection: Manufacturer's finish charts showing full range of colors and textures available for units with factory-applied finishes.
083326 |  | SAM | Verification - Open-Curtain Grille
083326 |  | SAM | Verification - Closed-Curtain Grille
083326 |  | SAM | Verification - Bottom Bar
083326 |  | SAM | Verification - Guides
083326 |  | SAM | Verification - Mounting Frame
083326 |  | SAM | Verification - Brackets
083326 |  | SAM | Verification - Hood
083326 |  | QCS | Qualification Data: For Installer.
083326 |  | QCS | Sample Warranty
083326 |  | CCS | Maintenance Data | F
083343 |  |  | OVERHEAD COILING SMOKE CURTAINS
083343 |  | SD | Full detailed drawings for special components not dimensioned or detailed in manufacturer's product data.
083343 |  | PD | Alarm-activated transparent-film smoke curtain assembly complying with ICC-ES AC77.
083343 |  | PD | Alarm-activated flame-resistant fabric smoke curtain assembly complying with ICC-ES AC77.
083343 |  | PD | Deployable Draft Curtains
083343 |  | PD | Fixed Draft Curtains
083343 |  | SAM | For each exposed product and for each color and texture specified.
083343 |  | SAM | Initial Selection: Manufacturer's finish charts
083343 |  | SAM | Verification - Curtain Guide
083343 |  | SAM | Verification - Bottom Bar
083343 |  | QCS | Product Schedule
083343 |  | QCS | Qualification Data: For Installer, manufacturer, testing agency, and Company Service Advisor.
083343 |  | QCS | Evaluation Reports
083343 |  | QCS | Field Quality-Control Reports
083343 |  | QCS | Sample Warranty
083343 |  | CCS | Operation and Maintenance Data | F
083343 |  | CCS | Field Quality-Control Reports for Required Testing | F
083344 |  |  | OVERHEAD COILING FIRE CURTAINS
083344 |  | SD | Full detailed drawings of fire-protective curtain assemblies.
083344 |  | PD | Alarm-activated fire- and smoke-protective curtain assemblies restrained by curtain guides at each jamb of an opening.
083344 |  | PD | Alarm-activated fire- and smoke-protective curtain assemblies, employing either single or multiple curtains overlapping at the sides to provide continuous rated closure of an opening.
083344 |  | PD | Overhead Coiling Fabric Fire Doors
083344 |  | QCS | Product Schedule
083344 |  | QCS | Qualification Data: For Installer, manufacturer, testing agency, and Company Service Advisor.
083344 |  | QCS | Evaluation Reports
083344 |  | QCS | Field Quality-Control Reports
083344 |  | QCS | Sample Warranty
083344 |  | CCS | Operation and Maintenance Data | F
083344 |  | CCS | Field Quality-Control Reports for required testing. | F
083459 |  |  | VAULT DOORS AND DAY GATES
083459 |  | SD | Full detailed drawings including plans, elevations, sections, and attachment details; Operational clearances and coordination of frame with designed wall thicknesses; and Installation of anchorages for vault door frames.
083459 |  | PD | Burglary-Resistance-Rated Vault Door Assemblies
083459 |  | PD | Fire-Resistance Rated Vault Door Assemblies
083459 |  | SAM | Initial Selection - For each type of exposed finish
083459 |  | SAM | for Verification - For each type of exposed finish, in manufacturer's standard sizes.
083459 |  | QCS | Product Test Reports
083459 |  | CCS | Operation and Maintenance Data | F
083463 |  |  | DETENTION DOORS AND FRAMES
083463 |  | SD | Full detailed drawings showing elevations of each door type; Direction of swing and slide; Inmate and non-inmate sides; Details of doors, including vertical and horizontal edge details, and metal thicknesses; Details of frames, including dimensioned profiles, and metal thicknesses; Locations of reinforcement and preparations for hardware; Details of each different wall opening condition; Details of anchorages, joints, field splices, and connections; Details of food-pass openings, louvers, speaking apertures, and gun ports; Details of moldings, removable stops, and glazing; and Details of conduits, junction boxes, and preparations for [electrically operated] [and] [pneumatic] door hardware.
083463 |  | PD | Detention Door And Frame Assemblies
083463 |  | PD | Detention Doors
083463 |  | PD | Detention Frames
083463 |  | PD | Detention Panels
083463 |  | PD | Moldings And Stops
083463 |  | PD | Security Fasteners
083463 |  | PD | Sealants
083463 |  | PD | Accessories
083463 |  | SAM | for Verification: For each type of exposed finish required, prepare Samples not less than 3 by 5 inches.
083463 |  | QCS | Qualification Data
083463 |  | QCS | Welding certificates
083463 |  | QCS | Product Test Reports
083463 |  | QCS | Field quality-control reports
083463 |  | QCS | Field quality-control certification
083463 |  | QCS | Oversize Construction Certification
083463 |  | CCS | Maintenance Material Submittals | F
083473.13 |  |  | METAL SOUND CONTROL DOOR ASSEMBLIES
083473.13 |  | SD | Full detailed drawings for sound control door assemblies.
083473.13 |  | PD | Steel Sound Control Doors
083473.13 |  | PD | Sound Control Frames
083473.13 |  | PD | Hardware
083473.13 |  | PD | Sound Control Accessories
083473.13 |  | SAM | Initial Selection: For units with factory-applied finishes.
083473.13 |  | SAM | Verification - Doors and Frames
083473.13 |  | QCS | Product Schedule
083473.13 |  | QCS | Qualification Data: For Installer, manufacturer and acoustical testing agency.
083473.13 |  | QCS | Product Certificates
083473.13 |  | QCS | Product Test Reports
083473.13 |  | QCS | Oversize Construction Certification
083473.13 |  | QCS | Field Quality-Control Reports
083473.13 |  | QCS | Sample Warranty
083473.13 |  | CCS | Maintenance Data | F
083473.16 |  |  | WOOD SOUND CONTROL DOOR ASSEMBLIES
083473.16 |  | SD | Full detailed drawings for sound control door assemblies.
083473.16 |  | PD | Wood Sound Control Doors
083473.16 |  | PD | Sound Control Frames
083473.16 |  | PD | Hardware
083473.16 |  | PD | Sound Control Accessories
083473.16 |  | SAM | Initial Selection: For units with factory-applied finishes.
083473.16 |  | SAM | Verification - Doors and Frames
083473.16 |  | SAM | Verification - Doors
083473.16 |  | SAM | Verification - Frames
083473.16 |  | QCS | Qualification Data: For Installer and acoustical testing agency.
083473.16 |  | QCS | Product Certificates
083473.16 |  | QCS | Product Test Reports
083473.16 |  | QCS | Oversize Construction Certification
083473.16 |  | QCS | Field Quality-Control Reports
083473.16 |  | QCS | Sample Warranty
083473.16 |  | CCS | Maintenance Data | F
083513 |  |  | FOLDING DOORS
083513 |  | SD | Full detailed drawings of doors and related systems.
083513 |  | PD | Accordion Folding Doors
083513 |  | PD | Fire-Rated Folding Doors
083513 |  | SAM | For each exposed product and for each color and texture specified.
083513 |  | QCS | Product Schedule
083513 |  | QCS | Qualification Data: For Installer.
083513 |  | QCS | Product Test Reports
083513 |  | QCS | Evaluation Reports
083513 |  | CCS | Operation and Maintenance Data | F
083613 |  |  | SECTIONAL DOORS
083613 |  | SD | Full detailed drawings for each installation and for components not dimensioned or detailed in manufacturer's product data.
083613 |  | PD | Steel and Aluminum Sectional Door
083613 |  | PD | Track
083613 |  | PD | Removable Center Posts
083613 |  | PD | Weatherseals
083613 |  | PD | Windows
083613 |  | PD | Pass Door
083613 |  | PD | Exhaust Port
083613 |  | PD | Hardware
083613 |  | PD | Locking Device
083613 |  | PD | Counterbalance Mechanism
083613 |  | PD | Manual Door Operator
083613 |  | PD | Electric Door Operator
083613 |  | SAM | For each exposed product and for each color and texture specified.
083613 |  | QCS | Qualification Data: For Installer.
083613 |  | CCS | Maintenance Data | F
083613 |  | CCS | Finish Warranty | F
083613 |  |  | SECTIONAL DOORS THERMAL OPTION
083613 |  | SD | Full detailed drawings for each installation and for components not dimensioned or detailed in manufacturer's product data.
083613 |  | PD | Steel Sectional Door
083613 |  | PD | Track
083613 |  | PD | Removable Center Posts
083613 |  | PD | Weatherseals
083613 |  | PD | Windows
083613 |  | PD | Pass Door
083613 |  | PD | Exhaust Port
083613 |  | PD | Hardware
083613 |  | PD | Locking Device
083613 |  | PD | Counterbalance Mechanism
083613 |  | PD | Manual Door Operator
083613 |  | PD | Electric Door Operator
083613 |  | SAM | For each exposed product and for each color and texture specified.
083613 |  | QCS | Qualification Data: For Installer.
083613 |  | QCS | Sample Warranties
083613 |  | CCS | Maintenance Data | F
083613 |  | CCS | Manufacturer's Warranty | F
083613 |  | CCS | Finish Warranty | F
084113 |  |  | ALUMINUM-FRAMED ENTRANCES AND STOREFRONTS
084113 |  | SD | Full detailed drawings for aluminum-framed entrances and storefronts.
084113 |  | PD | Storefront Systems
084113 |  | PD | Entrance Door Systems
084113 |  | PD | Entrance Door Hardware
084113 |  | PD | Accessories
084113 |  | SAM | Initial Selection: For units with factory-applied color finishes.
084113 |  | SAM | Verification - For each type of exposed finish required.
084113 |  | SAM | Fabrication - Joinery
084113 |  | SAM | Fabrication - Anchorage
084113 |  | SAM | Fabrication - Expansion Provisions
084113 |  | SAM | Fabrication - Glazing
084113 |  | SAM | Fabrication - Flashing and Drainage
084113 |  | QCS | Entrance Door Hardware Schedule
084113 |  | QCS | Delegated-Design Submittal
084113 |  | QCS | Preconstruction Laboratory Mockup Testing Submittals
084113 |  | QCS | Qualification Data: For Installer and professional engineer's experience.
084113 |  | QCS | Energy Performance Certificates
084113 |  | QCS | Product Test Reports
084113 |  | QCS | Quality-Control Program
084113 |  | QCS | Source Quality-Control Reports
084113 |  | QCS | Field Quality-Control Reports
084113 |  | QCS | Sample Warranties
084113 |  | CCS | Maintenance Data | F
084113 |  | CCS | Maintenance Data for Structural Sealant | F
084126 |  |  | ALL-GLASS ENTRANCES AND STOREFRONTS
084126 |  | SD | Full detailed drawings for all-glass entrances and storefronts.
084126 |  | PD | Exterior All-Glass Entrance and Storefront Systems
084126 |  | PD | Glass
084126 |  | PD | Entrance Door Hardware
084126 |  | PD | Butt-Glazing Sealants
084126 |  | EPD | Environmental Product Declaration
084126 |  | SAM | Initial Selection: For each type of exposed finish indicated.
084126 |  | SAM | Verification - Metal Finishes
084126 |  | SAM | Verification - Glass
084126 |  | SAM | Verification - Door Hardware
084126 |  | QCS | Fabrication Sample
084126 |  | QCS | Entrance Door Hardware Schedule
084126 |  | QCS | Delegated-Design Submittal
084126 |  | QCS | Qualification Data: For Installer, testing agency and egress door inspector.
084126 |  | QCS | Product Test Reports
084126 |  | QCS | Field Quality-Control Reports
084126 |  | QCS | Sample Warranty
084126 |  | CCS | Maintenance Data | F
084126.23 |  |  | INTERIOR ALL-GLASS ENTRANCES
084126.23 |  | SD | Full detailed drawings for interior all-glass entrance systems.
084126.23 |  | PD | Interior, Manual-Swinging, All-Glass Entrance Systems
084126.23 |  | PD | Interior, Manual-Sliding, All-Glass Entrance Systems
084126.23 |  | PD | Glass
084126.23 |  | EPD | Environmental Product Declaration
084126.23 |  | SAM | Initial Selection: For each type of exposed finish indicated.
084126.23 |  | SAM | Verification - Metal Finishes
084126.23 |  | SAM | Verification - Glass
084126.23 |  | SAM | Verification - Door Hardware
084126.23 |  | SAM | Fabrication - Joinery
084126.23 |  | SAM | Fabrication - Anchorage
084126.23 |  | SAM | Fabrication - Glazing
084126.23 |  | QCS | Qualification Data: For Installer and egress door inspector.
084126.23 |  | QCS | Field Quality-Control Reports
084126.23 |  | QCS | Sample Warranty
084126.23 |  | CCS | Maintenance Data | F
084229.13 |  |  | FOLDING AUTOMATIC ENTRANCES
084229.13 |  | SD | Full detailed drawings for folding automatic entrances.
084229.13 |  | PD | Automatic Entrance Assemblies
084229.13 |  | PD | Folding Automatic Entrances
084229.13 |  | PD | Entrance Components
084229.13 |  | PD | Door Operators and Controls
084229.13 |  | PD | Hardware
084229.13 |  | PD | Accessories
084229.13 |  | SAM | Initial Selection: For units with factory-applied color and metal-clad finishes.
084229.13 |  | SAM | Verification - For each type of exposed finish required.
084229.13 |  | QCS | Delegated Design Submittal
084229.13 |  | QCS | Qualification Data: For Installer, manufacturer and Certified Inspector.
084229.13 |  | QCS | Product Certificates
084229.13 |  | QCS | Product Test Reports
084229.13 |  | QCS | Field Quality-Control Reports
084229.13 |  | QCS | Sample Warranties
084229.13 |  | CCS | Operation and Maintenance Data | F
084229.23 |  |  | SLIDING AUTOMATIC ENTRANCES
084229.23 |  | SD | Full detailed drawings for sliding automatic entrances.
084229.23 |  | PD | Automatic Entrance Assemblies
084229.23 |  | PD | Sliding Automatic Entrances
084229.23 |  | PD | Entrance Components
084229.23 |  | PD | Door Operators and Controls
084229.23 |  | PD | Hardware
084229.23 |  | PD | Accessories
084229.23 |  | SAM | Units with factory-applied color finishes
084229.23 |  | QCS | Delegated Design Submittal
084229.23 |  | QCS | Qualification Data: For Installer and Certified Inspector.
084229.23 |  | QCS | Product Certificates
084229.23 |  | QCS | Product Test Reports
084229.23 |  | QCS | Sample Warranties
084229.23 |  | CCS | Operation and Maintenance Data | F
084229.23 |  | CCS | Field Quality-Control Reports | F
084229.33 |  |  | SWINGING AUTOMATIC ENTRANCES
084229.33 |  | SD | Full detailed drawings for sliding automatic entrances.
084229.33 |  | PD | Automatic Entrance Assemblies
084229.33 |  | PD | Swinging Automatic Entrances
084229.33 |  | PD | Entrance Components
084229.33 |  | PD | Door Operators
084229.33 |  | PD | Hardware
084229.33 |  | PD | Accessories
084229.33 |  | SAM | Initial Selection: For units with factory-applied color and metal-clad finishes.
084229.33 |  | SAM | Verification - For each type of exposed finish required.
084229.33 |  | QCS | Delegated Design Submittal
084229.33 |  | QCS | Qualification Data: For Installer, manufacturer and Certified Inspector.
084229.33 |  | QCS | Product Certificates
084229.33 |  | QCS | Product Test Reports
084229.33 |  | QCS | Field Quality-Control Reports
084229.33 |  | QCS | Sample Warranties
084229.33 |  | CCS | Operation and Maintenance Data | F
084233 |  |  | REVOLVING DOOR ENTRANCES
084233 |  | SD | Full detailed drawings for revolving door entrances.
084233 |  | PD | Manual Revolving Door Entrances
084233 |  | PD | Automatic Revolving Door Entrances
084233 |  | PD | Manual Access-Control Revolving Door Entrances
084233 |  | PD | Automatic Access-Control Revolving Door Entrances
084233 |  | EPD | Environmental Product Declaration
084233 |  | SAM | For each exposed product and for each color and texture specified.
084233 |  | QCS | Qualification Data: For Installer, manufacturer and Certified Inspector.
084233 |  | QCS | Product Certificates
084233 |  | QCS | Product Test Reports
084233 |  | QCS | Field Quality-Control Reports
084233 |  | QCS | Sample Warranty
084233 |  | CCS | Operation and Maintenance Data | F
084236 |  |  | BALANCED DOOR ENTRANCES
084236 |  | SD | Full detailed drawings of door entrances.
084236 |  | PD | Entrance Doors
084236 |  | PD | Frames
084236 |  | SAM | For each type of exposed finish required.
084236 |  | QCS | Manufacturer's Warranty
084236 |  | CCS | Maintenance Data | F
084243 |  |  | INTENSIVE CARE UNIT-CRITICAL CARE UNIT (ICU-CCU) ENTRANCES
084243 |  | SD | Full detailed drawings for each ICU/CCU installation.
084243 |  | PD | Sliding ICU/CCU Entrance
084243 |  | PD | Swinging ICU/CCU Entrance
084243 |  | PD | Swinging/Folding ICU/CCU Entrance
084243 |  | SAM | Initial Selection: For units with factory-applied color and metal-cladding finishes.
084243 |  | SAM | Verification - For each type of exposed finish required.
084243 |  | QCS | Qualification Data: For Installer.
084243 |  | QCS | Sample Warranties
084413 |  |  | GLAZED ALUMINUM CURTAIN WALLS
084413 |  | SD | Full detailed drawings for glazed aluminum curtain walls.
084413 |  | PD | Glazed Aluminum Curtain Wall Systems
084413 |  | PD | Sun Control
084413 |  | PD | Glazing
084413 |  | PD | Accessories
084413 |  | SAM | Initial Selection: For units with factory-applied color finishes.
084413 |  | SAM | Verification - For each type of exposed finish required.
084413 |  | SAM | Fabrication - Joinery
084413 |  | SAM | Fabrication - Anchorage
084413 |  | SAM | Fabrication - Expansion Provisions
084413 |  | SAM | Fabrication - Glazing
084413 |  | SAM | Fabrication - Flashing and Drainage
084413 |  | QCS | Delegated-Design Submittal
084413 |  | QCS | Qualification Data: For Installer and professional engineer's experience.
084413 |  | QCS | Energy Performance Certificates
084413 |  | QCS | Product Test Reports
084413 |  | QCS | Quality-Control Program
084413 |  | QCS | Source Quality-Control Reports
084413 |  | QCS | Benchmark Testing Submittals
084413 |  | QCS | Field Quality-Control Reports
084413 |  | QCS | Sample Warranties
084413 |  | CCS | Maintenance Data | F
084413 |  | CCS | Maintenance Data for Structural Sealant | F
084423 |  |  | STRUCTURAL-SEALANT-GLAZED CURTAIN WALLS
084423 |  | SD | Full detailed drawings for structural-sealant-glazed curtain walls.
084423 |  | PD | Four-Sided Structural-Sealant-Glazed Curtain-Wall Assemblies
084423 |  | PD | Sun Control
084423 |  | PD | Glazing
084423 |  | PD | Accessories
084423 |  | SAM | Initial Selection: For units with factory-applied color finishes.
084423 |  | SAM | Verification - For each type of exposed finish required.
084423 |  | SAM | Fabrication - Joinery
084423 |  | SAM | Fabrication - Anchorage
084423 |  | SAM | Fabrication - Expansion Provisions
084423 |  | SAM | Fabrication - Glazing
084423 |  | SAM | Fabrication - Flashing and Drainage
084423 |  | QCS | Delegated-Design Submittals
084423 |  | QCS | Qualification Data: For Installer and professional engineer's experience.
084423 |  | QCS | Energy Performance Certificates
084423 |  | QCS | Product Test Reports
084423 |  | QCS | Quality-Control Program
084423 |  | QCS | Source Quality-Control Reports
084423 |  | QCS | Field Quality-Control Reports
084423 |  | QCS | Mockup Testing Submittals
084423 |  | QCS | Sample Warranties
084423 |  | CCS | Maintenance Data | F
084423 |  | CCS | Maintenance Data for Structural Sealant | F
084433 |  |  | SLOPED GLAZING ASSEMBLIES
084433 |  | SD | Full detailed drawings for sloped glazing assemblies.
084433 |  | PD | Sloped Glazing Assemblies
084433 |  | PD | Glazing
084433 |  | PD | Accessories
084433 |  | SAM | Initial Selection: For units with factory-applied color finishes.
084433 |  | SAM | Verification - For each type of exposed finish required.
084433 |  | SAM | Fabrication - Joinery
084433 |  | SAM | Fabrication - Anchorage
084433 |  | SAM | Fabrication - Expansion Provisions
084433 |  | SAM | Fabrication - Glazing
084433 |  | SAM | Fabrication - Flashing and Drainage
084433 |  | QCS | Delegated-Design Submittals
084433 |  | QCS | Qualification Data: For Installer and professional engineer's experience.
084433 |  | QCS | Energy Performance Certificates
084433 |  | QCS | Product Test Reports
084433 |  | QCS | Quality-Control Program
084433 |  | QCS | Source Quality-Control Reports
084433 |  | QCS | Mockup Testing Submittals
084433 |  | QCS | Field Quality-Control Reports
084433 |  | QCS | Sample Warranties
084433 |  | CCS | Maintenance Data | F
084433 |  | CCS | Maintenance Data for Structural Sealant | F
084513 |  |  | STRUCTURED-POLYCARBONATE-PANEL ASSEMBLIES
084513 |  | SD | Full detailed drawings for panel assemblies.
084513 |  | PD | Structured-Polycarbonate-Panel Assemblies
084513 |  | PD | Structured-Polycarbonate Panels
084513 |  | PD | Aluminum Framing Systems
084513 |  | SAM | For each type of structured-polycarbonate panel.
084513 |  | SAM | For each type of exposed finish for framing members.
084513 |  | SAM | Fabrication - Joinery
084513 |  | SAM | Fabrication - Anchorage
084513 |  | SAM | Fabrication - Expansion Provisions
084513 |  | SAM | Fabrication - Structured-Polycarbonate Panels
084513 |  | SAM | Fabrication - Flashing and Drainage
084513 |  | QCS | Delegated-Design Submittals
084513 |  | QCS | Qualification Data: For qualified Installer testing agency.
084513 |  | QCS | Product Test Reports
084513 |  | QCS | Evaluation Reports
084513 |  | QCS | Field Quality-Control Reports
084513 |  | QCS | Sample Warranties
084513 |  | CCS | Maintenance Data | F
084523 |  |  | FIBERGLASS-SANDWICH-PANEL ASSEMBLIES
084523 |  | SD | Full detailed drawings for panel assemblies.
084523 |  | PD | Fiberglass-Sandwich Panel Assemblies
084523 |  | PD | Fiberglass-Sandwich Panels
084523 |  | PD | Aluminum Framing Systems
084523 |  | SAM | For each type of fiberglass-sandwich panel.
084523 |  | SAM | For each type of exposed finish for framing members.
084523 |  | SAM | Fabrication - Joinery
084523 |  | SAM | Fabrication - Anchorage
084523 |  | SAM | Fabrication - Expansion Provisions
084523 |  | SAM | Fabrication - Fiberglass-Sandwich Panels
084523 |  | SAM | Fabrication - Flashing and Drainage
084523 |  | QCS | Delegated-Design Submittals
084523 |  | QCS | Qualification Data: For qualified Installer and manufacturer testing agency.
084523 |  | QCS | Product Test Reports
084523 |  | QCS | Evaluation Reports
084523 |  | QCS | Field Quality-Control Reports
084523 |  | QCS | Sample Warranties
084523 |  | CCS | Maintenance Data: For panel assemblies to include in maintenance manuals. | F
085113 |  |  | ALUMINUM WINDOWS
085113 |  | SD | Full detailed drawings for aluminum windows.
085113 |  | PD | Aluminum Windows
085113 |  | PD | Accessories
085113 |  | PD | Insect Screens
085113 |  | SAM | Corner section for each type of window unit and for each color specified.
085113 |  | SAM | One full size unit, including insect screen and hardware.
085113 |  | QCS | Product Schedule
085113 |  | QCS | Qualification Data: For manufacturer and Installer.
085113 |  | QCS | Product Test Reports
085113 |  | QCS | Field Quality-Control Reports
085113 |  | QCS | Sample Warranties
085119 |  |  | STAINLESS STEEL WINDOWS
085119 |  | SD | Full detailed drawings of windows.
085119 |  | PD | Cold-Rolled Stainless Steel Windows
085119 |  | PD | Glazing
085119 |  | PD | Hardware
085119 |  | PD | Insect Screens
085119 |  | PD | Accessories
085119 |  | SAM | Initial Selection: Manufacturer's standard color sheets.
085119 |  | SAM | Verification - Actual sample of finished products for each type of cold-rolled stainless steel window.
085119 |  | SAM | Verification - Sizing
085119 |  | QCS | Product Schedule
085119 |  | QCS | Qualification Statements
085119 |  | QCS | Test and Evaluation Reports
085119 |  | QCS | Field Quality-Control Submittals
085119 |  | QCS | Sample Warranties
085119 |  | CCS | Operation and Maintenance Data | F
085119 |  | CCS | Warranty Documentation | F
085123 |  |  | STEEL WINDOWS
085123 |  | SD | Show fabrication details and connections to adjacent construction.
085123 |  | PD | Windows and Frames
085123 |  | PD | Glazing Beads
085123 |  | PD | Hardware
085123 |  | PD | Weatherstripping
085123 |  | PD | Insect Screens
085123 |  | PD | Accessories
085123 |  | PD | Sealing Mastic
085123 |  | SAM | Corner sample of frame, ventilator, and screen showing materials and construction.
085123 |  | SAM | Hardware: Each item required.
085123 |  | SAM | Color Samples for Factory Prefinished Windows: Manufacturer's standard colors for specified finish.
085123 |  | QCS | Test Reports
085123 |  | CCS | Operation and Maintenance Data | F
085123.13 |  |  | HOT-ROLLED STEEL WINDOWS
085123.13 |  | SD | Full detailed drawings of windows.
085123.13 |  | PD | Hot-Rolled Steel Windows
085123.13 |  | PD | Glazing
085123.13 |  | PD | Hardware
085123.13 |  | PD | Insect Screens
085123.13 |  | PD | Accessories
085123.13 |  | SAM | Initial Selection: Manufacturer's standard color sheets.
085123.13 |  | SAM | Verification - Actual sample of finished products for each type of hot-rolled steel window.
085123.13 |  | SAM | Verification - Sizing
085123.13 |  | QCS | Product Schedule
085123.13 |  | QCS | Test and Evaluation Reports
085123.13 |  | QCS | Field Quality-Control Submittals
085123.13 |  | QCS | Qualification Statements
085123.13 |  | QCS | Sample Warranties
085123.13 |  | CCS | Operation and Maintenance Data | F
085123.13 |  | CCS | Warranty Documentation | F
085123.23 |  |  | COLD-ROLLED STEEL WINDOWS
085123.23 |  | SD | Full detailed drawings of windows.
085123.23 |  | PD | Cold-Rolled Steel Windows
085123.23 |  | PD | Glazing
085123.23 |  | PD | Hardware
085123.23 |  | PD | Insect Screens
085123.23 |  | PD | Accessories
085123.23 |  | PD | Metallic-Coated Steel Sheet Finishes
085123.23 |  | SAM | Initial Selection: Manufacturer's standard color sheets
085123.23 |  | SAM | Verification - Actual sample of finished products for each type of cold-rolled steel window.
085123.23 |  | SAM | Verification - Sizing
085123.23 |  | QCS | Product Schedule
085123.23 |  | QCS | Test and Evaluation Reports
085123.23 |  | QCS | Field Quality-Control Submittals
085123.23 |  | QCS | Qualification Statements
085123.23 |  | QCS | Sample Warranties
085123.23 |  | CCS | Operation and Maintenance Data | F
085123.23 |  | CCS | Warranty Documentation | F
085169 |  |  | METAL STORM WINDOWS
085169 |  | SD | Full detailed drawings of windows.
085169 |  | EPD | Environmental Product Declaration
085169 |  | SAM | Combination Window Unit
085169 |  | SAM | Corner Section of Frame and each Insert Type
085169 |  | SAM | Color Samples
085169 |  | QCS | Product Schedule
085169 |  | QCS | Qualification Data: For Installer.
085169 |  | QCS | Certificate: Affidavit required under Quality Assurance Article.
085169 |  | QCS | Sample Warranties
085169 |  | CCS | Operation and Maintenance Data | F
085200 |  |  | WOOD WINDOWS
085200 |  | SD | Full detailed drawings for wood windows.
085200 |  | PD | Wood Windows
085200 |  | PD | Accessories
085200 |  | PD | Insect Screens
085200 |  | SAM | Initial Selection: For units with factory-applied finishes.
085200 |  | SAM | Verification - Exposed Finishes
085200 |  | SAM | Verification - Exposed Hardware
085200 |  | QCS | Product Schedule
085200 |  | QCS | Qualification Data: For Installer
085200 |  | QCS | Product Test Reports
085200 |  | QCS | Field Quality-Control Reports
085200 |  | QCS | Sample Warranties
085300 |  |  | PLASTIC WINDOWS
085300 |  | SD | Indicate opening dimensions, framed opening tolerances, affected related Work, and installation requirements.
085300 |  | PD | Tubular Plastic Windows
085300 |  | SAM | Two Samples, 12 by 12 inches in size, illustrating window frame, finished surfaces and glazing materials
085300 |  | SAM | Two samples of operating Hardware
085300 |  | QCS | Manufacturer's Certificates
085300 |  | QCS | Field Quality-Control Submittals
085300 |  | QCS | Qualifications Statements
085300 |  | SDS | Manufacturer's Certificate
085300 |  | SDS | Product Cost Data
085313 |  |  | VINYL WINDOWS
085313 |  | SD | Full detailed drawings for vinyl windows.
085313 |  | PD | Vinyl Windows
085313 |  | PD | Accessories
085313 |  | PD | Insect Screens
085313 |  | SAM | For each exposed product and for each color specified.
085313 |  | SAM | Initial Selection: For units with factory-applied finishes.
085313 |  | SAM | Verification - Exposed Finishes
085313 |  | SAM | Verification - Exposed Hardware
085313 |  | QCS | Product Schedule
085313 |  | QCS | Qualification Data: For manufacturer and Installer.
085313 |  | QCS | Product Test Reports
085313 |  | QCS | Field Quality-Control Reports
085313 |  | QCS | Sample Warranties
085413 |  |  | FIBERGLASS WINDOWS
085413 |  | SD | Full detailed drawings for fiberglass windows.
085413 |  | PD | Fiberglass Windows
085413 |  | PD | Accessories
085413 |  | PD | Insect Screens
085413 |  | SAM | Initial Selection: For units with factory-applied finishes.
085413 |  | SAM | Verification - Exposed Finishes
085413 |  | SAM | Verification - Exposed Hardware
085413 |  | QCS | Product Schedule
085413 |  | QCS | Qualification Data: For manufacturer and Installer.
085413 |  | QCS | Product Test Reports
085413 |  | QCS | Field Quality-Control Reports
085413 |  | QCS | Sample Warranties
085653 |  |  | SECURITY WINDOWS
085653 |  | SD | Full detailed drawings for security windows.
085653 |  | PD | Vision Security Windows
085653 |  | PD | Fixed, Transaction Security Windows
085653 |  | PD | Sliding, Transaction Security Windows
085653 |  | PD | Accessories
085653 |  | SAM | Initial Selection: For frame members with factory-applied color finishes.
085653 |  | SAM | Verification - Framing
085653 |  | SAM | Verification - Transaction Drawer
085653 |  | SAM | Cutaway Sample - Joinery
085653 |  | SAM | Cutaway Sample - Anchorage
085653 |  | SAM | Cutaway Sample - Glazing
085653 |  | SAM | Cutaway Sample - Flashing and Drainage
085653 |  | QCS | Delegated Design Submittal
085653 |  | QCS | Qualification Data: For Installer and testing agency.
085653 |  | QCS | Welding Certificates
085653 |  | QCS | Product Test Reports
085653 |  | QCS | Configuration Disclosure Drawing
085653 |  | QCS | Examination Reports
085653 |  | QCS | Anchor Inspection Reports
085653 |  | QCS | Field Quality-Control Reports
085653 |  | QCS | Sample Warranty
085656 |  |  | SECURITY WINDOW SCREENS
085656 |  | SD | Fabrication details and connections to adjacent construction.
085656 |  | PD | Aluminum Protection Screen Units
085656 |  | SAM | Wire Cloth
085656 |  | SAM | One complete aluminum protection screen unit
085656 |  | QCS | Manufacturer's Qualifications Data
085662 |  |  | STEEL DETENTION WINDOWS - SHEET STEEL FRAMING
085662 |  | SD | Show window types, quantities, fabrication details, and connections to adjacent construction.
085662 |  | PD | Head and jamb frame members
085662 |  | PD | Sill box
085662 |  | PD | Horizontal impost member
085662 |  | PD | Vertical impost tubes
085662 |  | PD | Ventilator jamb, sill and head rails
085662 |  | PD | Ventilator contact
085662 |  | PD | Plates and Covers
085662 |  | PD | Glazing
085662 |  | PD | Glazing beads
085662 |  | PD | Weatherstripping
085662 |  | PD | Operating mechanism
085662 |  | PD | Perimeter Anchors
085662 |  | PD | Angular Safety Screen
085662 |  | PD | Fasteners
085662 |  | PD | Sealing Mastic/Cap Bead
085662 |  | PD | Rigid Insulation
085662 |  | PD | Rigid Insulation Adhesive
085662 |  | PD | Open-Cell Polyurethane Foam Insulation
085662 |  | PD | Cold Galvanizing Compound
085662 |  | PD | Tool-Resisting Steel
085662 |  | SAM | One complete window unit of each window type, with specified accessories.
085662 |  | SAM | Corner sample of frame, ventilator, detention members, and screen .
085662 |  | SAM | Hardware: Each item required.
085662 |  | SAM | Color Samples for Factory Prefinished Windows
085662 |  | QCS | Rough Opening Dimensions
085662 |  | QCS | Manufacturer’s Qualifications Data
085662 |  | QCS | Installers Qualifications Data:
085662 |  | QCS | Test Reports
085662 |  | QCS | Certified air leakage and water penetration test reports for each type of window unit required.
085662 |  | CCS | Operation and Maintenance Data | F
085663 |  |  | STEEL DETENTION WINDOWS - HOT ROLLED FRAMING
085663 |  | SD | Show window types, quantities, fabrication details, and connections to adjacent construction.
085663 |  | PD | Guard Frames, Muntins, Ventilator Frames, Ventilator Jambs, and Sill Rails
085663 |  | PD | Perimeter head, jamb, sills and muntins
085663 |  | PD | Glazing Beads
085663 |  | PD | Weatherstripping
085663 |  | PD | Hardware
085663 |  | PD | Anchors
085663 |  | PD | Angular Safety Screen
085663 |  | PD | Fasteners
085663 |  | PD | Sealing Mastic
085663 |  | PD | Cap Bead
085663 |  | PD | Rigid Insulation
085663 |  | PD | Rigid Insulation Adhesive
085663 |  | PD | Open-Cell Polyurethane Foam Insulation
085663 |  | PD | Cold Galvanizing Compound
085663 |  | PD | Tool-Resisting Steel
085663 |  | SAM | One complete window unit of each window type, with specified accessories.
085663 |  | SAM | Sample of screen: 6” x 6” size
085663 |  | SAM | Hardware: Each item required.
085663 |  | SAM | Color Samples for Factory Prefinished Windows
085663 |  | QCS | Manufacturer's Qualification Data
085663 |  | QCS | Installers Qualifications Data:
085663 |  | QCS | Test Reports
085663 |  | CCS | Operation and Maintenance Data | F
085664 |  |  | STEEL SIDING DETENTION WINDOWS
085664 |  | PACK | Submit the Quality Assurance Package prior to other submittal packages. After Quality Assurance Package is approved, submit the Detention Window Package, and the Quality Control Package specified below at the same time.
085664 |  | SD | Detention Window Package - Full size fabrication and installation details including anchoring connections to adjacent construction and recommended sealing methods.
085664 |  | PD | Detention Window Package - Catalog sheets, specifications, and installation instructions.
085664 |  | SAM | Detention Window Package - Color Samples for Factory Prefinished Windows
085664 |  | QCS | Quality Assurance Package - Detention Window Manufacturer’s Qualifications
085664 |  | QCS | Quality Assurance Package - Detention Window Installation Company Qualification
085664 |  | QCS | Quality Assurance Package - Equipment Installer’s Qualifications
085664 |  | QCS | Test Reports
085664 |  | CCS | Operation and Maintenance Data | F
086100 |  |  | ROOF WINDOWS
086100 |  | SD | Full detailed drawings for roof windows.
086100 |  | PD | Roof Windows
086100 |  | PD | Accessories
086100 |  | EPD | Environmental Product Declaration
086100 |  | SAM | For each exposed product and for each color and finish specified.
086100 |  | SAM | Initial Selection: For units with factory-applied finishes.
086100 |  | SAM | Verification - Glazing
086100 |  | SAM | Verification - Finishes
086100 |  | SAM | Verification - Hardware and Accessories
086100 |  | QCS | Product Schedule
086100 |  | QCS | Product Test Reports
086100 |  | QCS | Evaluation Reports
086100 |  | QCS | Sample Warranty
086100 |  | CCS | Maintenance Data | F
086200 |  |  | UNIT SKYLIGHTS
086200 |  | SD | Full detailed drawings of units and supporting structures.
086200 |  | PD | Unit Skylights
086200 |  | PD | Tubular Daylighting Devices
086200 |  | PD | Accessory Materials
086200 |  | SAM | For each exposed product and for each color and finish specified.
086200 |  | SAM | Initial Selection: For each type of glazing and exposed factory-applied finish.
086200 |  | SAM | Verification - Glazing
086200 |  | SAM | Verification - Finishes
086200 |  | SAM | Verification - Interior Diffuser Lens for Tubulat Daylighting Device
086200 |  | QCS | Product Schedule
086200 |  | QCS | Product Test Reports
086200 |  | QCS | Evaluation Reports
086200 |  | QCS | Field Quality-Control Reports
086200 |  | QCS | Sample Warranty
086200 |  | CCS | Maintenance Data | F
086300 |  |  | METAL-FRAMED SKYLIGHTS
086300 |  | SD | Full detailed drawings for metal-framed skylights.
086300 |  | PD | Metal-Framed Skylights
086300 |  | PD | Glazing
086300 |  | SAM | Initial Selection: For units with factory-applied finishes.
086300 |  | SAM | Verification - For each type of exposed finish required.
086300 |  | SAM | Fabrication - Joinery
086300 |  | SAM | Fabrication - Anchorage
086300 |  | SAM | Fabrication - Expansion Provisions
086300 |  | SAM | Fabrication - Glazing
086300 |  | SAM | Fabrication - Flashing and Drainage
086300 |  | QCS | Delegated Design Submittal
086300 |  | QCS | Qualification Data: For Installer.
086300 |  | QCS | Compatibility and Adhesion Test Reports
086300 |  | QCS | Product Test Reports
086300 |  | QCS | Field Quality-Control Reports
086300 |  | CCS | Maintenance Data | F
087100 |  |  | DOOR HARDWARE
087100 |  | SD | Full detailed drawings including diagrams for power, signal, and control wiring; and details of interface of electrified door hardware and building safety and security systems.
087100 |  | SAM | For each exposed product in each finish specified, in manufacturer's standard size.
087100 |  | SAM | Initial Selection: For each type of exposed finish
087100 |  | SAM | Verification: For each type of exposed product, in each finish specified.
087100 |  | PD | Hinges
087100 |  | PD | Self-Closing Hinges And Pivots
087100 |  | PD | Center-Hung And Offset Pivots
087100 |  | PD | Continuous Hinges
087100 |  | PD | Concealed Hinges
087100 |  | PD | Mechanical Locks And Latches
087100 |  | PD | Auxiliary Locks
087100 |  | PD | Electric Strikes
087100 |  | QCS | Door Hardware Schedule
087100 |  | QCS | Keying Schedule
087100 |  | QCS | Qualification Data
087100 |  | QCS | Product Certificates
087100 |  | QCS | Product Test Reports
087100 |  | QCS | Field quality-control reports.
087100 |  | QCS | Sample Warranty
087100 |  | CCS | Maintenance Data | F
087100 |  | CCS | Schedules | F
087113 |  |  | POWER DOOR OPERATORS
087113 |  | SD | Full detailed drawings for metal-framed skylights.
087113 |  | PD | Power Door Operators, General
087113 |  | PD | Power Door Operators for Swinging Doors
087113 |  | PD | Low-Energy Door Operators for Swinging Doors
087113 |  | PD | Controls
087113 |  | PD | Accessories
087113 |  | SAM | For each exposed product and for each color and texture specified.
087113 |  | QCS | Qualification Data: For Installer and Certified Inspector.
087113 |  | QCS | Product Certificates
087113 |  | QCS | Field Quality-Control Reports
087113 |  | QCS | Sample Warranties
087113 |  | CCS | Maintenance Data | F
087163 |  |  | DETENTION DOOR HARDWARE
087163 |  | SD | Full detailed drawings for each type of detention door hardware.
087163 |  | PD | Detention Door Hardware, General
087163 |  | PD | Detention Hinges
087163 |  | PD | Mechanical Detention Locks and Latches
087163 |  | PD | Electromechanical Detention Locks and Latches
087163 |  | PD | Pneumatic Detention Locks and Latches
087163 |  | PD | Detention Lock Trim
087163 |  | PD | Detention Cylinders and Keying
087163 |  | PD | Switches
087163 |  | PD | Detention Operating Trim
087163 |  | PD | Security Door Closers
087163 |  | PD | Detention Door Stops
087163 |  | PD | Sliding Detention Door Device Assemblies
087163 |  | PD | Key-Control System
087163 |  | QCS | Detention Door Hardware Schedule
087163 |  | QCS | Qualification Data: For qualified Installer, supplier and Architectural Hardware Consultant
087163 |  | QCS | Product Certificates
087163 |  | QCS | Product Test Reports
087163 |  | QCS | Examination Reports
087163 |  | QCS | Anchor Inspection Reports
087163 |  | QCS | Field Quality-Control Reports
087163 |  | QCS | Sample Warranties
087163 |  | QCS | Operation and Maintenance Data
087163 |  | QCS | Maintenance Tools and Instructions
087163 |  | QCS | Initial Maintenance Service
087163 |  | QCS | Furnish extra materials that match products installed and that are packaged with protective covering for storage and identified with labels describing contents.
088000 |  |  | GLAZING
088000 |  | PD | Glass Products, General
088000 |  | PD | Glass Products
088000 |  | PD | Laminated Glass
088000 |  | PD | Insulating Glass
088000 |  | PD | Glazing Sealants
088000 |  | PD | Glazing Tapes
088000 |  | PD | Miscellaneous Glazing Materials
088000 |  | EPD | Environmental Product Declaration
088000 |  | SAM | Tinted glass.
088000 |  | SAM | Coated glass
088000 |  | SAM | Laminated glass.
088000 |  | SAM | Insulating glass
088000 |  | SAM | Spandrel glass.
088000 |  | SAM | For [sealants] [and] [colored spacers], in 12-inch lengths.[ Install sealant Samples between two strips of material representative in color of adjoining framing system.]
088000 |  | QCS | Glazing Schedule
088000 |  | QCS | Delegated Design: For glass indicated to comply with performance requirements and design criteria, including analysis data signed and sealed by qualified professional engineer responsible for their preparation.
088000 |  | QCS | Product Certificates
088000 |  | QCS | Product Test Reports
088000 |  | QCS | Preconstruction adhesion and compatibility test report
088000 |  | QCS | Sample Warranties
088113 |  |  | DECORATIVE GLASS GLAZING
088113 |  | SD | Full detailed drawings for decorative glass.
088113 |  | PD | Glass Products, General
088113 |  | PD | Glass Products
088113 |  | PD | Glazing Materials
088113 |  | PD | Hardware for Glass Installation
088113 |  | EPD | Environmental Product Declaration
088113 |  | SAM | Each type of decorative glass.
088113 |  | SAM | Each edge treatment on type of decorative glass.
088113 |  | SAM | Each decorative film overlay on type of decorative glass.
088113 |  | SAM | Each applied coating on type of decorative glass.
088113 |  | SAM | Glazing Accessory Samples: For sealants
088113 |  | QCS | Decorative Glazing Schedule
088113 |  | QCS | Delegated Design Submittal
088113 |  | QCS | Qualification Data: For Installer and sealant testing agency.
088113 |  | QCS | Product Certificates
088113 |  | QCS | Preconstruction Adhesion and Compatibility Test Report
088113 |  | QCS | Sample Warranty
088113 |  | CCS | Maintenance Data | F
088300 |  |  | MIRRORS
088300 |  | SD | Include mirror elevations, edge details, mirror hardware, and attachment details.
088300 |  | PD | Manufacturers
088300 |  | PD | Silvered Flat Glass Mirrors
088300 |  | PD | Miscellaneous Materials
088300 |  | PD | Mirror Hardware
088300 |  | PD | Fabrication
088300 |  | SAM | Mirrors
088300 |  | SAM | Mirror Clips
088300 |  | SAM | Mirror Trim
088300 |  | QCS | Qualification Data: For Installer.
088300 |  | QCS | Product Certificates
088300 |  | QCS | Preconstruction Test Reports
088300 |  | QCS | Sample Warranty
088300 |  | CCS | Maintenance Data | F
088400 |  |  | PLASTIC GLAZING
088400 |  | PD | Plastic Glazing, General
088400 |  | PD | Monolithic Acrylic Glazing
088400 |  | PD | Monolithic Polycarbonate Glazing
088400 |  | PD | Multiwalled Structured Polycarbonate Glazing
088400 |  | PD | Glazing Gaskets
088400 |  | PD | Glazing Sealants
088400 |  | PD | Glazing Tapes
088400 |  | PD | Miscellaneous Glazing Materials
088400 |  | SAM | Plastic Glazing
088400 |  | SAM | Glazing Accessory
088400 |  | QCS | Plastic Glazing Schedule
088400 |  | QCS | Qualification Data: For testing agency.
088400 |  | QCS | Product Certificates
088400 |  | QCS | Product Test Reports
088400 |  | QCS | Preconstruction Adhesion and Compatibility Test Report
088400 |  | QCS | Research/Evaluation Reports
088400 |  | QCS | Sample Warranty
088400 |  | CCS | Maintenance Data | F
088813 |  |  | FIRE-RATED GLAZING
088813 |  | PD | Glass Products, General
088813 |  | PD | Glass Products
088813 |  | PD | Fire-Protection-Rated Glazing
088813 |  | PD | Fire-Resistance-Rated Glazing
088813 |  | PD | Glazing Accessories
088813 |  | PD | Miscellaneous Glazing Materials
088813 |  | SAM | For each type of glass product; 12 inches square.
088813 |  | QCS | Glazing Schedule
088813 |  | QCS | Qualification Data
088813 |  | QCS | Product Certificates
088813 |  | QCS | Sample Warranties
088853 |  |  | SECURITY GLAZING
088853 |  | PD | Forced Entry Resistant Security Glazing Types
088853 |  | PD | Ballistic Resistant Security Glazing Types
088853 |  | PD | Ballistic and Forced Entry Resistant Security Glazing Types
088853 |  | PD | Fire Resistant, Forced Entry Resistant Security Glazing
088853 |  | PD | Insulating Fored Entry ResistantSecurity Glazing Types
088853 |  | PD | Glazing Materials
088853 |  | EPD | Environmental Product Declaration
088853 |  | SAM | Sheet Materials: 12 x 12 inch pieces for each type specified.
088853 |  | SAM | Setting blocks Full size, not less than 4 inches long.
088853 |  | SAM | Glazing Tape: 4 inches long.
088853 |  | SAM | Color Samples for Glazing Materials: Manufacturer’s standard colors.
088853 |  | SAM | Spacer Shims: 4 inches long
088853 |  | QCS | Certificate
088853 |  | QCS | Manufacturer’s Qualifications Data
088853 |  | QCS | Installer’s Qualifications Data
088853 |  | QCS | Compatibility
088853 |  | CCS | Maintenance Data | F
088853 |  | CCS | Warranty | F
089116 |  |  | OPERABLE WALL LOUVERS
089116 |  | SD | Full detailed drawings for louvers and accessories.
089116 |  | PD | Operable Extruded-Aluminum Louvers
089116 |  | PD | Operable Formed-Metal Louvers
089116 |  | PD | Operable Insulated Louvers
089116 |  | PD | Louver Screens
089116 |  | PD | Blank-Off Panels
089116 |  | SAM | For each type of metal finish required.
089116 |  | QCS | Delegated Design Submittal
089116 |  | QCS | Product Test Reports
089116 |  | QCS | Sample Warranties
089119 |  |  | FIXED LOUVERS
089119 |  | SD | Full detailed drawings for louvers and accessories.
089119 |  | PD | Fixed Extruded-Aluminum Louvers
089119 |  | PD | Fixed Formed-Metal Louvers
089119 |  | PD | Fixed Acoustical Louvers
089119 |  | PD | Louver Screens
089119 |  | PD | Blank-Off Panels
089119 |  | SAM | For each type of metal finish required.
089119 |  | QCS | Delegated Design Submittal
089119 |  | QCS | Product Test Reports
089119 |  | QCS | Windborne-Debris-Impact-Resistance Test Reports
089119 |  | QCS | Sample Warranties
089516 |  |  | WALL VENTS
089516 |  | PD | Wall Vents (Brick Vents)
089516 |  | PD | Flood and Air Vents
089516 |  | SAM | For each type of metal finish required.
089516 |  | QCS | Evaluation Reports
089516 |  | QCS | Sample Warranties

## Div.9
SUBMITTALS FOR APPROVAL |  |  |  | Send to: | Critical Submittals | Contractor's Projected Dates Allow at least 4 weeks for Approval (allows time for any resubmission)
Spec Section | Sub Section | Type | Description | F | Mark "X" for all that apply | Projected Transmittal Date: | Projected Approval Date: | Projected Delivery Date:
F/O
D
090190.52 |  |  | MAINTENANCE REPAINTING
090190.52 |  | PD | Prepatory Cleaning Materials
090190.52 |  | PD | Paint Removers
090190.52 |  | PD | Mechanical Paint Removal
090190.52 |  | PD | Paint Removal From Steel and Iron
090190.52 |  | PD | Paint, General
090190.52 |  | PD | Paint Materials, General
090190.52 |  | PD | Patching Materials
090190.52 |  | SAM | For each type of paint system and each pattern, color, and gloss.
090190.52 |  | QCS | Painting Schedule
090190.52 |  | QCS | Contractor's Qualifications
090190.52 |  | QCS | Certification of Volatile Organic Compounds
090190.52 |  | QCS | Preconstruction Test Reports
090320 |  |  | HISTORIC TREATMENT OF PLASTER
090320 |  | SD | Full detailed drawings for each configuration of new or replicated plaster molding and ornament required for the work.
090320 |  | PD | Lime-Plaster Materials
090320 |  | PD | Gypsum Plaster Materials
090320 |  | PD | Lath
090320 |  | PD | Trim Accessories
090320 |  | PD | Miscellaneous Materials
090320 |  | PD | Cast-Plaster Fabrications
090320 |  | SAM | Initial Selection: For each exposed product that will be exposed and not be painted or otherwise finished and for each color and texture specified.
090320 |  | SAM | Verification - Cast Plaster
090320 |  | SAM | Verification - Linear Moldings
090320 |  | SAM | Verification - Nonlinear Shapes
090320 |  | SAM | Verification - Wood Lath
090320 |  | SAM | Verification - Metal Lath
090320 |  | SAM | Verification - Accessories
090320 |  | QCS | Qualified Data: For qualified historic treatment specialist and cast-plaster manufacturer.
090320 |  | QCS | Plasterwork Historic Treatment Program
090353 |  |  | HISTORIC TREATMENT OF METAL CEILINGS
090353 |  | SD | Full detailed drawings of repair and replacement work.
090353 |  | SD | Coordination Drawings
090353 |  | PD | Metal Panels
090353 |  | PD | Accessories
090353 |  | PD | Preparatory Cleaning Materials
090353 |  | PD | Miscellaneous Materials
090353 |  | SAM | Initial Selection: For each type of metal ceiling panel and accessory with factory-applied finishes.
090353 |  | SAM | Verification - Each type of new material to be used for replacing existing or missing metal ceiling components; whole item.
090353 |  | SAM | Verification - Fittings and Brackets
090353 |  | SAM | Verification - Each type of exposed connection between components.
090353 |  | SAM | Verification - Each type of exposed finish prepared on metal of the same alloy to be used for the Work of this Section.
090353 |  | SAM | Verification - Accessories
090353 |  | QCS | Qualification Data: For historic treatment specialist.
090353 |  | QCS | Metal Ceiling Historic Treatment Program
090353 |  | QCS | Maintenance Material Submittals
090391 |  |  | HISTORIC TREATMENT OF PLAIN PAINTING
090391 |  | PD | Preparatory Cleaning Materials
090391 |  | PD | Paint Removers
090391 |  | PD | Paint, General
090391 |  | PD | Historic Paint Materials
090391 |  | PD | Modern Paint Materials, General
090391 |  | PD | Patching Materials
090391 |  | SAM | For each type of paint system and each pattern, color, and gloss.
090391 |  | SAM | Sample Size - Plain Painted Surfaces
090391 |  | SAM | Sample Size - Stained or Natural Wood
090391 |  | QCS | Product List
090391 |  | QCS | Qualification Data: For historic treatment specialist(s) and paint-remover manufacturer.
090391 |  | QCS | Plain Painting Historic Treatment Program
090391 |  | QCS | Color Matching Certificate
090391 |  | QCS | Preconstruction Test Reports
090391 |  | QCS | Maintenance Material Submittals
090394 |  |  | HISTORIC TREATMENT OF DECORATIVE PAINTING
090394 |  | SD | Full detailed drawings for graining, marbleizing, stenciling and striping.
090394 |  | PD | Paint, General
090394 |  | PD | Historic Paint Materials
090394 |  | PD | Modern Paint Materials, General
090394 |  | SAM | For each type of paint coating and each pattern, color, and gloss.
090394 |  | SAM | Sample Size - Stained or Natural Wood
090394 |  | SAM | Sample Size - Graining
090394 |  | SAM | Sample Size - Marbleizing
090394 |  | SAM | Sample Size - Stenciling
090394 |  | SAM | Sample Size - Striping Pattern
090394 |  | QCS | Product List
090394 |  | QCS | Qualification Data: For historic treatment specialist(s) including workers and paint-remover manufacturer.'
090394 |  | QCS | Decorative Painting Historic Treatment Program
090394 |  | QCS | Color Matching Certificate
090394 |  | QCS | Maintenance Material Submittals
090395 |  |  | HISTORIC TREATMENT OF ARTISTIC PAINTING
090395 |  | SD | Full detailed drawings for freehand painting and trompe l'oeil.
090395 |  | PD | Paint, General
090395 |  | PD | Historic Paint Materials
090395 |  | PD | Modern Paint Materials, General
090395 |  | SAM | For each type of paint coating and each pattern, color, and gloss.
090395 |  | SAM | Sample Size - Freehand Painting
090395 |  | SAM | Sample Size - Trompe L'oeil
090395 |  | QCS | Product List
090395 |  | QCS | Qualification Data: For historic treatment specialist(s) including workers and paint-remover manufacturer.'
090395 |  | QCS | Artistic Matching Certificate
090395 |  | QCS | Color Matching Certificate
090398 |  |  | HISTORIC TREATMENT OF GILDING
090398 |  | SD | Full detailed drawings for patterned work infill highlighting on stenciled painting.
090398 |  | PD | Gilding Materials
090398 |  | SAM | For each type of gilding.
090398 |  | SAM | Sample Size 12-by-24-inch for each required pattern.
090398 |  | QCS | Qualification Data: For historic treatment program.
090398 |  | QCS | Gilding Historic Treatment Program
090398 |  | QCS | Maintenance Material Submittals
090561.13 |  |  | MOISTURE VAPOR EMISSION CONTROL
090561.13 |  | PD | MVE-Control System
090561.13 |  | PD | Accessories
090561.13 |  | QCS | Qualification Data: For Installer and manufacturer.
090561.13 |  | QCS | Product Test Reports
090561.13 |  | QCS | Preinstallation Testing Reports
090561.13 |  | QCS | Field Quality-Control Reports
092116.23 |  |  | GYPSUM BOARD SHAFT WALL ASSEMBLIES
092116.23 |  | PD | Gypsum Board Shaft Wall Assemblies
092116.23 |  | PD | Auxiliary Materials
092116 |  |  | GYPSUM BOARD ASSEMBLIES
092116 |  | PD | Framing
092116 |  | PD | Gypsum Board
092116 |  | PD | Fasteners
092116 |  | PD | Trim
092116 |  | PD | Accessories
092116 |  | PD | Joint Treatment Materials
092116 |  | SAM | Steel Framing
092116 |  | SAM | Gypsum Board
092116 |  | SAM | Shaft-Wall Gypsum Liner Panels
092116 |  | SAM | Fasteners
092116 |  | SAM | Adhesive
092216 |  |  | NON-STRUCTURAL METAL FRAMING
092116 |  | PD | Framing Systems
092116 |  | PD | Suspension Systems
092116 |  | PD | Auxiliary Materials
092116 |  | EPD | Environmental Product Declaration
092116 |  | SAM | Steel Framing
092116 |  | SAM | Fasteners
092116 |  | SAM | Clips and Other Accessories
092116 |  | QCS | Product Certificates
092116 |  | QCS | Evaluation Reports
092300 |  |  | GYPSUM PLASTERING
092300 |  | SD | Show locations and installation of control and expansion joints, including plans, elevations, sections, details of components, and attachments to other work.
092300 |  | PD | Expanded-Metal Lath
092300 |  | PD | Accessories
092300 |  | PD | Miscellaneous Materials
092300 |  | PD | Base-Coat Plaster Materials
092300 |  | PD | Finish-Coat Plaster Materials
092300 |  | PD | Plaster Mixes
092400 |  |  | CEMENT PLASTERING
092400 |  | SD | Show locations and installation of control and expansion joints, including plans, elevations, sections, details of components, and attachments to other work.
092400 |  | PD | Metal Lath
092400 |  | PD | Accessories
092400 |  | PD | Miscellaneous Materials
092400 |  | PD | Plaster Materials
092400 |  | PD | Plaster Mixes
092400 |  | SAM | For each type of factory-prepared finish coat and for each color and texture specified.
092400 |  | SAM | Initial Selection: For each type of factory-prepared finish coat and for each color and texture specified.
092400 |  | SAM | Verification - For each type of factory-prepared finish coat and for each color and texture specified.
092613 |  |  | GYPSUM VENEER PLASTERING
092613 |  | SD | Show locations, fabrication, and installation of control joints, reveals, and trim; include plans, elevations, sections, details of components, and attachments to other work.
092613 |  | PD | Gypsum Veneer Plaster
092613 |  | PD | Panel Products
092613 |  | PD | Trim Accessories
092613 |  | PD | Joint-Reinforcing Materials
092613 |  | PD | Auxiliary Materials
092613 |  | SAM | Trim Accessories
092613 |  | SAM | Textured Finishes
092713 |  |  | GLASS-FIBER-REINFORCED GYPSUM FABRICATIONS
092713 |  | SD | Detail fabrication and assembly of glass-fiber-reinforced gypsum fabrications.
092713 |  | SD | Coordination Drawings
092713 |  | PD | Glass-Fiber-Reinforced Gypsum Fabrications
092713 |  | PD | Auxiliary Materials
092713 |  | SAM | Linear Moldings
092713 |  | SAM | Nonlinear Shapes
092900 |  |  | GYPSUM BOARD
092900 |  | PD | Gypsum Wallboard
092900 |  | PD | Gypsum Board, Type X
092900 |  | PD | Flexible Gypsum Board
092900 |  | PD | Gypsum Ceiling Board
092900 |  | PD | Foil-Backed Gypsum Board
092900 |  | PD | Abuse-Resistant Gypsum Board
092900 |  | PD | Impact-Resistant Gypsum Board
092900 |  | PD | Mold-Resistant Gypsum Board
092900 |  | PD | Gypsum Board, Type C
092900 |  | PD | Glass-Mat Interior Gypsum Board
092900 |  | PD | Acoustically Enhanced Gypsum Board
092900 |  | PD | Skim-Coated Gypsum Board
092900 |  | PD | Exterior Gypsum Soffit Board
092900 |  | PD | Glass-Mat Gypsum Sheathing Board
092900 |  | PD | Glass-Matt, Water-Resistant Backing Board
092900 |  | PD | Cementitious Backet Units
092900 |  | PD | Water-Resistant Gypsum Backing Board
092900 |  | PD | Interior Trim
092900 |  | PD | Exterior Trim
092900 |  | PD | Aluminum Trim
092900 |  | PD | Joint Treatment Materials
092900 |  | PD | Laminating Adhesive
092900 |  | PD | Sound-Attenuation Blankets
092900 |  | PD | Acoustical Sealant
092900 |  | PD | Textured Finishes
092900 |  | SAM | Trim Accessories
092900 |  | SAM | Textured Finishes
092900 |  | SAM | Fasteners
092900 |  | SAM | Initial Selection: For each type of trim accessory and textured finish indicated.
092900 |  | SAM | Verification - Trim Accessories
092900 |  | SAM | Verification - Textured Finishes
093013 |  |  | CERAMIC TILING
093013 |  | SD | Full detailed drawings of each type of tile and tile pattern.
093013 |  | PD | Tile Products
093013 |  | PD | Thresholds
093013 |  | PD | Tile Backing Panels
093013 |  | PD | Waterproof Membrane
093013 |  | PD | Crack Isolation Membrane
093013 |  | PD | Setting Materials
093013 |  | PD | Grout Materials
093013 |  | PD | Miscellaneous Materials
093013 |  | PD | Mixing Mortars and Grout
093013 |  | SAM | Initial Selection: For tile, grout, and accessories involving color selection.
093013 |  | SAM | Verification - Full-size units of each type and composition of tile and for each color and finish required.
093013 |  | SAM | Verification - Assembled samples mounted on a rigid panel.
093013 |  | SAM | Verification - Full-size units of each type of trim and accessory.
093013 |  | SAM | Verification - Stone Thresholds
093013 |  | SAM | Verification - Metal Edge Strips
093013 |  | QCS | Qualification Data: For Installer.
093013 |  | QCS | Master Grade Certificates
093013 |  | QCS | Product Certificates
093013 |  | QCS | Product Test Reports
093013 |  | QCS | Maintenance Material Submittals
093023 |  |  | GLASS MOSAIC TILING
093023 |  | SD | Full detailed drawings of each type of tile and tile pattern.
093023 |  | PD | Tile Products
093023 |  | PD | Tile Backing Panels
093023 |  | PD | Waterproof Membrane
093023 |  | PD | Crack Isolation Membrane
093023 |  | PD | Setting Materials
093023 |  | PD | Grout Materials
093023 |  | PD | Miscellaneous Materials
093023 |  | PD | Mixing Mortars and Grout
093023 |  | SAM | Initial Selection: For tile, grout, and accessories involving color selection.
093023 |  | SAM | Verification - Full-size units of each type and composition of tile and for each color and finish required.
093023 |  | SAM | Verification - Assembled samples mounted on a rigid panel, with grouted joints.
093023 |  | QCS | Qualification Data: For Installer.
093023 |  | QCS | Master Grade Certificates
093023 |  | QCS | Product Certificates
093023 |  | QCS | Product Test Reports
093023 |  | QCS | Maintenance Material Submittals
093033 |  |  | STONE TILING
093033 |  | SD | Full detailed drawings of each type of tile and tile pattern.
093033 |  | PD | Stone Products
093033 |  | PD | Tile Backing Panels
093033 |  | PD | Waterproof Membrane
093033 |  | PD | Crack Isolation Membranes
093033 |  | PD | Setting Materials
093033 |  | PD | Grout Materials
093033 |  | PD | Miscellaneous Materials
093033 |  | PD | Mixing Mortars and Grout
093033 |  | SAM | Initial Selection: For tile, grout, and accessories involving color selection.
093033 |  | SAM | Verification - Full-size units of each type of stone tile in each finish required.
093033 |  | SAM | Verification - Assembled Samples with grouted joints for each type of stone tile and finish required.
093033 |  | SAM | Verification - Range Samples consisting of at least five full-size units of each type of stone tile, exhibiting extremes of full range of color and individual stone tiles and thresholds are judged.
093033 |  | SAM | Verification - Stone Thresholds
093033 |  | SAM | Verification - Metal Edge Strips
093033 |  | QCS | Qualification Data: For Installer.
093033 |  | QCS | Product Test Reports
093033 |  | QCS | Maintenance Material Submittals
093033 |  | CCS | Maintenance Data | F
093500 |  |  | CHEMICAL-RESISTANT TILING
093500 |  | SD | Full detailed drawings of each type of tile and tile pattern.
093500 |  | PD | Chemical-Resistant Tile Products
093500 |  | PD | Tile Backing Panels
093500 |  | PD | Waterproof Membrane
093500 |  | PD | Crack Isolation Membrane
093500 |  | PD | Setting Materials
093500 |  | PD | Grout Materials
093500 |  | PD | Elastomeric Sealants
093500 |  | PD | Miscellaneous Materials
093500 |  | PD | Mixing Mortars and Grout
093500 |  | SAM | For each type of tile.
093500 |  | QCS | Qualification Data: For Installer.
093500 |  | QCS | Master Grade Certificates
093500 |  | QCS | Product Certificates
093500 |  | QCS | Product Test Reports
095113 |  |  | ACOUSTICAL PANEL CEILINGS
095113 |  | SD | Coordination Drawings
095113 |  | PD | Acoustical Panels
095113 |  | PD | Metal Suspension System
095113 |  | PD | Accessories
095113 |  | PD | Metal Edge Moldings and Trim
095113 |  | PD | Acoustical Sealant
095113 |  | SAM | For each exposed product and for each color and texture specified.
095113 |  | SAM | Initial Selection: For components with factory-applied finishes.
095113 |  | SAM | Verification - Acoustical Panels
095113 |  | SAM | Verification - Exposed Suspension-System Members
095113 |  | SAM | Verification - Clips
095113 |  | QCS | Delegated-Design Submittal
095113 |  | QCS | Qualification Data: For testing agency.
095113 |  | QCS | Product Test Reports
095113 |  | QCS | Evaluation Reports
095113 |  | QCS | Field Quality-Control Reports
095113 |  | QCS | Maintenance Material Submittals
095113 |  | CCS | Maintenance Data | F
095123 |  |  | ACOUSTICAL TILE CEILINGS
095123 |  | SD | Coordination Drawings
095123 |  | PD | Acoustical Tiles
095123 |  | PD | Metal Suspension System
095123 |  | PD | Accessories
095123 |  | PD | Metal Edge Molding and Trim
095123 |  | PD | Acoustical Sealant
095123 |  | PD | Miscellaneous Materials
095123 |  | SAM | For each exposed product and for each color and texture specified.
095123 |  | SAM | Initial Selection: For components with factory-applied finishes.
095123 |  | SAM | Verification - Acoustical Tiles
095123 |  | SAM | Verification - Concealed Suspension-System Members
095123 |  | SAM | Verification - Exposed Moldings and Trim
095123 |  | SAM | Verification - Seismic Clips
095123 |  | SAM | Verification - Adhesive
095123 |  | SAM | Verification - Fasteners
095123 |  | SAM | Verification - Wire
095123 |  | QCS | Delegated-Design Submittal
095123 |  | QCS | Qualification Data: For testing agency.
095123 |  | QCS | Product Test Reports
095123 |  | QCS | Installer's Qualifications Data
095123 |  | QCS | Company Field Advisir Data
095123 |  | QCS | Evaluation Reports
095123 |  | QCS | Field Quality-Control Reports
095124 |  | QCS | Maintenance Material Submittals
095123 |  | CCS | Maintenance Data | F
095133 |  |  | ACOUSTICAL METAL PAN CEILINGS
095133 |  | SD | Coordination Drawings
095133 |  | PD | Acoustical Metal Pans, General
095133 |  | PD | Aluminum Pans for Acoustical Metal Pan Ceiling
095133 |  | PD | Steel Pans for Acoustical Metal Pan Ceiling
095133 |  | PD | Stainless Steel Pans for Acoustical Metal Ceiling
095133 |  | PD | Metal Suspension Systems, General
095133 |  | PD | Direct-Hung, Standard-Grid, Metal Suspension System for Acoustical Metal Pan Ceiling
095133 |  | PD | Metal Suspension System for Acoustical Snap-In Metal Pan Ceiling
095133 |  | PD | Acoustical Sealant
095133 |  | SAM | For each exposed product and color and texture specified.
095133 |  | SAM | Initial Selection: For units with factory-applied finishes.
095133 |  | SAM | Verification - Metal Pans
095133 |  | SAM | Verification - Exposed Suspension-System Members, Moldings and Trim
095133 |  | SAM | Verification - Sound Absorber
095133 |  | QCS | Delegated-Design Submittal
095133 |  | QCS | Qualification Data: For testing agency.
095133 |  | QCS | Product Test Reports
095133 |  | QCS | Evaluation Reports
095133 |  | QCS | Field Quality-Control Reports
095133 |  | QCS | Maintenance Material Submittals
095133 |  | CCS | Maintenance Data | F
095423 |  |  | LINEAR METAL CEILINGS
095423 |  | SD | Full detailed drawings for linear metal ceilings.
095423 |  | PD | Linear Metal Ceiling
095423 |  | PD | Carrier-System Hangers, Braces, and Ties
095423 |  | PD | Accessories
095423 |  | SAM | For each exposed product and for each type, color, and finish specified.
095423 |  | SAM | Initial Selection: For units with factory-applied colors and finishes.
095423 |  | SAM | Verification - Linear Metal Pans
095423 |  | SAM | Verification - Suspension-System Members
095423 |  | SAM | Verification - Exposed Molding and Trim
095423 |  | SAM | Verification - Filler Strips
095423 |  | SAM | Verification - Sound Absorber
095423 |  | SAM | Verification - End Caps
095423 |  | QCS | Delegated-Design Submittal
095423 |  | QCS | Qualification Data: For testing agency.
095423 |  | QCS | Product Test Reports
095423 |  | QCS | Evaluation Reports
095423 |  | QCS | Field Quality-Control Reports
095423 |  | QCS | Maintenance Material Submittals
095423 |  | CCS | Maintenance Data | F
095426 |  |  | SUSPENDED WOOD CEILINGS
095426 |  | SD | Full detailed drawings for suspended wood ceilings.
095426 |  | PD | Solid-Wood, Linear-Panel Ceiling
095426 |  | PD | Wood-Veneer, Linear-Panel Ceiling
095426 |  | PD | Solid-Wood, Linear-Plank Ceiling
095426 |  | PD | Wood-Veneer, Linear-Plank Ceiling
095426 |  | PD | Solid-Wood, Grille-Panel Ceiling
095426 |  | PD | Wood-Veneer, Grille-Panel Ceiling
095426 |  | PD | Solid-Wood, Open-Cell Panel Ceiling
095426 |  | PD | Wood-Veneer, Open-Cell Panel Ceiling
095426 |  | PD | Wood-Veneer, Flat-Panel Ceiling
095426 |  | PD | Suspension-System Hangers, Braces, and Ties
095426 |  | SAM | For each exposed product and for each type, color, and finish specified.
095426 |  | SAM | Initial Selection: For units with factory-applied colors and finishes.
095426 |  | SAM | Verification - Wood Ceilings
095426 |  | SAM | Verification - Suspension-System Members
095426 |  | SAM | Verification - Exposed Molding and Trim
095426 |  | SAM | Verification - Veneer Edge Banding
095426 |  | SAM | Verification - Filler Strips
095426 |  | SAM | Verification - Sound Absorbers
095426 |  | QCS | Delegated Design Submittal
095426 |  | QCS | Qualification Data: For testing agency.
095426 |  | QCS | Product Test Reports
095426 |  | QCS | Evaluation Reports
095426 |  | QCS | Field Quality-Control Reports
095426 |  | QCS | Maintenance Material Submittals
095426 |  | CCS | Maintenance Data | F
095436 |  |  | SUSPENDED DECORATIVE GRIDS
095436 |  | SD | Coordination Drawings
095436 |  | PD | Suspended Decorative Grids, General
095436 |  | PD | Aluminum Grid Units for Suspended Decorative Grids
095436 |  | PD | Steel Grid Units for Suspended Decorative Grids
095436 |  | SAM | For each exposed product and for each color and texture specified.
095436 |  | SAM | Initial Selection: For units with factory-applied finishes.
095436 |  | SAM | Verification - Cell Grids
095436 |  | SAM | Verification - Beam Grids
095436 |  | QCS | Delegated-Design Submittal
095436 |  | QCS | Field Quality-Control Reports
095436 |  | QCS | Maintenance Material Submittals
095436 |  | CCS | Maintenance Data | F
095443 |  |  | STRETCHED-FABRIC CEILING SYSTEMS
095443 |  | SD | Full detailed drawings for each stretched-fabric system.
095443 |  | SD | Coordination Drawings
095443 |  | PD | Stretched-Fabric Ceiling Systems
095443 |  | PD | Installation Materials
095443 |  | SAM | Initial Selection: For each type of fabric facing.
095443 |  | SAM | Verification - Fabric
095443 |  | SAM | Verification - Frame System
095443 |  | SAM | Verification - Core Material
095443 |  | SAM | Verification - Assembled System
095443 |  | QCS | Qualification Data: For Installer.
095443 |  | QCS | Product Certificates
095443 |  | QCS | Sample Warranty
095443 |  | QCS | Maintenance Material Submittals
095443 |  | CCS | Maintenance Data | F
095446 |  |  | FABRIC-WRAPPED CEILING PANELS
095446 |  | SD | Full detailed drawings for panel assembly and installation.
095446 |  | SD | Coordination Drawings
095446 |  | PD | Fabric-Wrapped Ceiling Panels
095446 |  | QCS | Product Certificates
095446 |  | QCS | Sample Warranty
095446 |  | QCS | Maintenance Material Submittals
095446 |  | CCS | Maintenance Data | F
095753 |  |  | SECURITY CEILING ASSEMBLIES
095753 |  | SD | Coordination Drawings
095753 |  | PD | Downward-Locking-Panel Security Ceiling Assembly
095753 |  | PD | Security-Plank Security Ceiling Assembly
095753 |  | PD | Sound-Absorptive Pads
095753 |  | PD | Security Flashes
095753 |  | PD | Security Sealants
095753 |  | PD | Accessories
095753 |  | SAM | Verification - Security Ceiling Panel Units
095753 |  | SAM | Verification - Perimeter Supports, Closures, and Exposed Molding
095753 |  | SAM | Verification - Suspension System
095753 |  | QCS | Qualification Data: For Installer.
095753 |  | QCS | Welding Certificates
095753 |  | QCS | Product Test Reports
095753 |  | QCS | Attachment Device
095753 |  | QCS | Evaluation Reports
095753 |  | QCS | Field Quality-Control Reports
095753 |  | QCS | Examination Reports
095753 |  | QCS | Anchor Inspection Reports
095753 |  | QCS | Field Quality-Control Certifications
095753 |  | QCS | Maintenance Material Submittals
096229 |  |  | CORK FLOORING
096229 |  | SD | Full detailed drawings of cork flooring.
096229 |  | PD | Cork Floor Tile
096229 |  | PD | Engineered Cork Floor Tile
096229 |  | PD | Cork Rubber Floor Tile
096229 |  | PD | Cork Floating Floor System
096229 |  | PD | Installation Materials
096229 |  | PD | Field-Applied Finishes
096229 |  | SAM | Full-size units of each type, color, pattern, and finish of cork flooring required.
096229 |  | SAM | Initial Selection: For each type of cork flooring indicated.
096229 |  | SAM | Verification - Full-size units of each type, color, pattern, and finish of cork flooring required.
096229 |  | QCS | Product Schedule
096229 |  | QCS | Maintenance Material Submittals
096229 |  | CCS | Maintenance Data | F
096313 |  |  | BRICK FLOORING
096313 |  | PD | Brick
096313 |  | PD | Packaged Mortar Mixes
096313 |  | PD | Packaged Grout Mixes
096313 |  | PD | Mortar and Grout Additives
096313 |  | PD | Sealer
096313 |  | PD | Floor Polish
096313 |  | SAM | Initial Selection: For each type of brick, grout and accessories involving color selection.
096313 |  | SAM | Verification - Full-size units of each type of brick with joints grouted and cured.
096313 |  | QCS | Adhesion and Compatibility Test Reports
096340 |  |  | STONE FLOORING
096340 |  | SD | Full detailed drawings of stone flooring.
096340 |  | PD | Granite
096340 |  | PD | Limestone
096340 |  | PD | Marble
096340 |  | PD | Quartz-Based Stone
096340 |  | PD | Serpentine
096340 |  | PD | Slate
096340 |  | PD | Travertine
096340 |  | PD | Other Stone
096340 |  | PD | Mortar Materials
096340 |  | PD | Grout
096340 |  | PD | Waterproof Membranes
096340 |  | PD | Accessories
096340 |  | PD | Mortar and Grout Mixes
096340 |  | SAM | Initial Selection: For joint materials involving color selection.
096340 |  | SAM | Verification - For each stone type indicated.
096340 |  | SAM | Verification - For each color of grout pointing mortar required.
096340 |  | QCS | Qualification Data: For fabricator.
096340 |  | QCS | Material Test Reports
096340 |  | CCS | Maintenance Data | F
096400 |  |  | WOOD FLOORING
096400 |  | SD | Full detailed drawings for each type of floor assembly and accessory.
096400 |  | PD | Field-Finished Wood Flooring
096400 |  | PD | Factory-Finished Wood Flooring
096400 |  | PD | Sound Control Underlayment
096400 |  | PD | Accessory Materials
096400 |  | SAM | For each exposed product, color and texture specified.
096400 |  | SAM | Initial Selection: Manufacturer's color charts showing the full range of colors and finishes available for wood flooring.
096400 |  | SAM | Verification - For each type of wood flooring and accessory, with stain color and finish required.
096466 |  |  | WOOD ATHLETIC FLOORING
096466 |  | SD | Full detailed drawings for each floor assembly.
096466 |  | PD | Flooring Materials
096466 |  | PD | Subfloor Materials
096466 |  | PD | Accessories
096466 |  | SAM | For each exposed product and for each color and texture specified.
096466 |  | SAM | Initial Selection: For each type of wood athletic flooring and accessory in each type of exposed color and finish.
096466 |  | SAM | Verification - For each type of wood athletic flooring and accessory required.
096466 |  | QCS | Product Test Reports
096466 |  | CCS | Maintenance Data | F
096513 |  |  | RESILIENT BASE AND ACCESSORIES
096513 |  | PD | Thermoset-Rubber Base
096513 |  | PD | Thermoplastic-Rubber Base
096513 |  | PD | Vinyl Base
096513 |  | PD | Rubber Stair Accessories
096513 |  | PD | Vinyl Stair Accessories
096513 |  | PD | Rubber Molding Accessory
096513 |  | PD | Vinyl Molding Accessory
096513 |  | PD | Installation Materials
096513 |  | SAM | For each exposed product, color and texture specified.
096513 |  | SAM | Initial Selection: For each type of product indicated.
096513 |  | SAM | Verification - For each type of product indicated and for each color, texture, and pattern required in manufacturer's standard-size Samples.
096513 |  | QCS | Product Schedule
096513 |  | QCS | Maintenance Material Submittals
096516 |  |  | RESILIENT SHEET FLOORING
096516 |  | SD | Full detailed drawings for each type of resilient sheet flooring.
096516 |  | PD | Unbacked Vinyl Sheet Flooring
096516 |  | PD | Vinyl Sheet Flooring with Backing
096516 |  | PD | Unbacked Rubber Sheet Flooring
096516 |  | PD | Installation Materials
096516 |  | SAM | For each exposed product, color, texture, and pattern specified, in manufacturer's standard size.
096516 |  | SAM | Initial Selection: For each type of resilient sheet flooring indicated.
096516 |  | SAM | For each type of resilient sheet flooring, in manufacturer's standard size.
096516 |  | SAM | Welded-Seams
096516 |  | QCS | Product Schedule
096516 |  | QCS | Qualification Data: For Installer.
096516 |  | CCS | Maintenance Data | F
096519 |  |  | RESILIENT TILE FLOORING
096519 |  | SD | Full detailed drawings for each type of resilient floor tile.
096519 |  | PD | Solid Vinyl Floor Tile
096519 |  | PD | Rubber Floor Tile
096519 |  | PD | Vinyl Composition Floor Tile
096519 |  | PD | Resilient Terrazzo Floor Tile
096519 |  | PD | Installation Materials
096519 |  | SAM | Full-size units of each color, texture, and pattern of floor tile required.
096519 |  | SAM | Initial Selection: For each type of floor tile indicated.
096519 |  | SAM | Verification: Full-size units of each color and pattern of floor tile required.
096519 |  | SAM | Welded-Seams
096519 |  | QCS | Product Schedule
096519 |  | QCS | Qualification Data: For Installer.
096519 |  | QCS | Maintenance Material Submittals
096519 |  | CCS | Maintenance Data | F
096536 |  |  | STATIC-CONTROL RESILIENT FLOORING
096536 |  | SD | Full detailed drawings for each type of static-control resilient flooring.
096536 |  | PD | Static-Control, Solid Vinyl Floor Tile
096536 |  | PD | Static-Control, Rubber Floor Tile
096536 |  | PD | Static-Control, Vinyl Composition Floor Tile
096536 |  | PD | Static-Control, Vinyl Sheet Floor Covering
096536 |  | PD | Static-Control, Rubber Sheet Floor Covering
096536 |  | PD | Installation Materials
096536 |  | SAM | For each type of static-control resilient flooring and in each color, pattern, and texture required, in manufacturer's standard size.
096536 |  | SAM | Initial Selection: For each exposed static-control resilient flooring product, in manufacturer's standard size.
096536 |  | SAM | Verification - For each type of static-control resilient flooring and in each color, pattern, and texture required.
096536 |  | SAM | Seam Sample
096536 |  | QCS | Product Schedule
096536 |  | QCS | Qualification Data: For Installer.
096536 |  | QCS | Product Test Reports
096536 |  | QCS | Field Quality-Control Reports
096536 |  | QCS | Maintenance Material Submittals
096536 |  | CCS | Maintenance Data | F
096543 |  |  | LINOLEUM FLOORING
096543 |  | SD | Full detailed drawings for each type of linoleum flooring.
096543 |  | PD | Linoleum Floor Tile
096543 |  | PD | Linoleum Sheet Flooring
096543 |  | PD | Installation Materials
096543 |  | SAM | For each exposed product and for each color and pattern specified in manufacturer's standard size.
096543 |  | SAM | Initial Selection: For each type of linoleum flooring indicated.
096543 |  | SAM | Verification - For each type of linoleum flooring, in manufacturer's standard size.
096543 |  | SAM | Heat-Welded Seams
096543 |  | QCS | Product Schedule
096543 |  | QCS | Qualification Data: For Installer.
096543 |  | QCS | Maintenance Material Submittals
096543 |  | CCS | Maintenance Data | F
096566 |  |  | RESILIENT ATHLETIC FLOORING
096566 |  | SD | Installation details and locations of border tiles, floor patterns, layouts, floor inserts for athletic equipment and seam locations for sheet flooring.
096566 |  | PD | Interlocking, Rubber Floor Tile
096566 |  | PD | Interlocking, Suspended, Polymer Floor Tile
096566 |  | PD | Interlocking, Open-Grid, Vinyl Floor Tile
096566 |  | PD | Rubber Mats
096566 |  | PD | Rubber Floor Tile
096566 |  | PD | Rubber-Strip Floor Tile
096566 |  | PD | Rubber Sheet Flooring
096566 |  | PD | Sheet Vinyl Flooring
096566 |  | PD | Accessories
096566 |  | SAM | For each exposed product and for each type, color, and pattern specified.
096566 |  | SAM | Initial Selection: For each type of resilient athletic flooring.
096566 |  | SAM | Verification - For each type, color, and pattern of flooring specified.
096566 |  | QCS | Qualification Data: For sheet vinyl flooring Installer.
096566 |  | QCS | Maintenance Material Submittals
096566 |  | CCS | Maintenance Data | F
096613 |  |  | PORTLAND CEMENT TERRAZZO FLOORING
096613 |  | SD | Full detailed drawings for terrazzo flooring.
096613 |  | PD | Portland Cement Terrazzo
096613 |  | PD | Rustic Terrazzo
096613 |  | PD | Precast Terrazzo
096613 |  | PD | Strip Materials
096613 |  | PD | Miscellaneous Materials
096613 |  | SAM | For each exposed product and for each color and texture specified.
096613 |  | SAM | Initial Selection: NTMA's "Terrazzo Color Palette" showing the full range of colors and patterns available for each terrazzo type.
096613 |  | SAM | Verification - For each type, material, color, and pattern of terrazzo and accessory required showing the full range of color, texture, and pattern variations expected.
096613 |  | QCS | Qualification Data: For Installer.
096613 |  | QCS | Material Certificates
096613 |  | CCS | Maintenance Data | F
096623 |  |  | RESINOUS MATRIX TERRAZZO FLOORING
096623 |  | SD | Full detailed drawings for terrazzo flooring.
096623 |  | PD | Epoxy-Resin Terrazzo
096623 |  | PD | Precast Epoxy-Resin Terrazzo
096623 |  | PD | Strip Materials
096623 |  | PD | Miscellaneous Accessories
096623 |  | SAM | For each exposed product and for each color and texture specified.
096623 |  | SAM | Initial Selection: NTMA's "Terrazzo Color Palette" showing the full range of colors and patterns available for each terrazzo type.
096623 |  | SAM | Verification - For each type, material, color, and pattern of terrazzo and accessory required showing the full range of color, texture, and pattern variations expected.
096623 |  | QCS | Qualification Data: For Installer.
096623 |  | QCS | Material Certificates
096623 |  | QCS | Installer's Certificates
096623 |  | QCS | Preinstallation Moisture-Testing Reports
096623 |  | CCS | Maintenance Data | F
096723 |  |  | RESINOUS FLOORING
096723 |  | PD | Resinous Flooring
096723 |  | SAM | For each resinous floor system required and for each color and texture specified.
096723 |  | SAM | Initial Selection: For each type of exposed finish required.
096723 |  | SAM | Verification - For each resinous flooring system required and for each color and texture specified.
096723 |  | QCS | Qualification Data: For Installer.
096723 |  | QCS | Material Certificates
096723 |  | QCS | Material Test Reports
096723 |  | QCS | Field Quality-Control Reports
096723 |  | CCS | Maintenance Data | F
096766 |  |  | FLUID-APPLIED ATHLETIC FLOORING
096766 |  | SD | Full detailed drawings for athletic flooring.
096766 |  | PD | Direct-Applied Flooring
096766 |  | PD | Flooring Applied Over Base Mats
096766 |  | PD | Accessories
096766 |  | SAM | For each color, gloss, and texture of floor required.
096766 |  | SAM | Initial Selection: Manufacturer's color charts showing colors and glosses available for flooring and game-line and marker paints.
096766 |  | SAM | Verification - For each color, gloss, and texture of flooring required.
096766 |  | QCS | Qualification Data: For Installer.
096766 |  | CCS | Maintenance Data | F
096813 |  |  | TILE CARPETING
096813 |  | SD | Full detailed drawings for carpet tile installation.
096813 |  | PD | Carpet Tile
096813 |  | PD | Installation Accessories
096813 |  | SAM | Initial Selection: For each type of carpet tile.
096813 |  | SAM | For each of the following products and for each color and texture required.
096813 |  | SAM | Carpet Tile
096813 |  | SAM | Exposed Edge, Transition and Other Accessory Stripping.
096813 |  | SAM | Verification - For each color and texture required.
096813 |  | SAM | Verification - Carpet Tile
096813 |  | SAM | Verification - Exposed Edge, Transition and Other Accessory Stripping.
096813 |  | QCS | Product Schedule
096813 |  | QCS | Sustainable Product Certification
096813 |  | QCS | Qualification Data: For Installer.
096813 |  | QCS | Product Test Reports
096813 |  | QCS | Maintenance Material Submittals
096813 |  | QCS | Sample Warranty
096813 |  | CCS | Maintenance Data | F
096816 |  |  | SHEET CARPETING
096816 |  | SD | Full detailed drawings for carpet installation.
096816 |  | PD | Tufted Carpet
096816 |  | PD | Woven Carpet
096816 |  | PD | Installation Accessories
096816 |  | SAM | For each type of carpet tile.
096816 |  | SAM | Carpet
096816 |  | SAM | Exposed Edge
096816 |  | SAM | Carpet Cushion
096816 |  | SAM | Carpet Seam
096816 |  | SAM | Miltered Carpet-Border Seam
096816 |  | SAM | Initial Selection: For each type of product.
096816 |  | SAM | Verification - For each color and texture required.
096816 |  | SAM | Verification - Carpet
096816 |  | SAM | Verification - Exposed Edge
096816 |  | SAM | Verification - Carpet Cushion
096816 |  | SAM | Verification - Carpet Seam
096816 |  | SAM | Verification - Miltered Carpet-Border Seam
096816 |  | QCS | Product Schedule
096816 |  | QCS | Sustainable Product Certification
096816 |  | QCS | Qualification Data: For Installer.
096816 |  | QCS | Product Test Reports
096816 |  | QCS | Sample Warranties
096816 |  | QCS | Maintenance Material Submittals
096816 |  | CCS | Maintenance Data | F
096900 |  |  | ACCESS FLOORING
096900 |  | SD | Full detailed drawings for access flooring.
096900 |  | PD | Cementitious-Core Steel Panel Access Flooring
096900 |  | PD | Wood-Core Steel Panel Access Flooring
096900 |  | PD | Accessories
096900 |  | EPD | Environmental Product Declaration
096900 |  | SAM | Floor Coverings
096900 |  | SAM | Exposed Metal Accessories
096900 |  | SAM | One Full-Size Floor Panel
096900 |  | SAM | Initial Selection: For each type of exposed finish.
096900 |  | SAM | Verification - Floor Coverings
096900 |  | SAM | Verification - Exposed Metal Accessories
096900 |  | SAM | Verification - One Full-Size Floor Panel
096900 |  | QCS | Delegated-Design Submittal
096900 |  | QCS | Qualification Data: For Installer and testing agency.
096900 |  | QCS | Product Certificates
096900 |  | QCS | Product Test Reports
096900 |  | QCS | Seismic Design Calculations
096900 |  | QCS | Preconstruction Test Reports
096900 |  | QCS | Maintenance Material Submittals
096933 |  |  | LOW-PROFILE FIXED HEIGHT ACCESS FLOORING
096933 |  | SD | Full detailed drawings for low-profile, fixed-height access flooring.
096933 |  | PD | Low-Profile, Fixed-Height Access Flooring
096933 |  | PD | Low-Profile, Fixed-Height Access Flooring with Modular Wiring
096933 |  | SAM | Exposed Metal Accessories
096933 |  | SAM | One full-size unit for each component of each type of low-profile, fixed-height access flooring required.
096933 |  | SAM | Floor Coverings
096933 |  | QCS | Qualification Data: For Installer.
096933 |  | QCS | Maintenance Material Submittals
097200 |  |  | WALL COVERINGS
097200 |  | SD | Full detailed drawings of each wall-covering type.
097200 |  | PD | Vinyl Wall Covering
097200 |  | PD | Thermoplastic-Polyolefin Wall Covering
097200 |  | PD | Woven Glass-Fiber Wall Covering
097200 |  | PD | Textile Wall Covering
097200 |  | PD | Heavy-Duty, Synthetic-Textile Wall Covering
097200 |  | PD | Wood-Veneer Wall Covering
097200 |  | PD | Wallpaper
097200 |  | PD | Accessories
097200 |  | SAM | For each type of wall covering and for each color, pattern, texture, and finish specified.
097200 |  | SAM | Samples for Initial Selection: For each type of wall covering.
097200 |  | SAM | For each type of wall covering and for each color, pattern, texture, and finish specified.
097200 |  | QCS | Product Schedule
097200 |  | QCS | Product Test Reports
097200 |  | QCS | Maintenance Material Submittals
097200 |  | CCS | Maintenance Data | F
097513 |  |  | STONE WALL FACING
097513 |  | SD | Full detailed drawings for stone paneling system.
097513 |  | PD | Granite
097513 |  | PD | Limestone
097513 |  | PD | Marble
097513 |  | PD | Quartz-Based Stone
097513 |  | PD | Serpentine
097513 |  | PD | Slate
097513 |  | PD | Travertine
097513 |  | PD | Other Stone
097513 |  | PD | Grout
097513 |  | PD | Pointing Mortar Materials
097513 |  | PD | Stone Anchors and Attachments
097513 |  | PD | Stone Accessories
097513 |  | PD | Stone Fabrication, General
097513 |  | PD | Fabrication of Stone Paneling on Walls
097513 |  | PD | Fabrication of Stone Paneling on Columns
097513 |  | PD | Carving and Inscriptions
097513 |  | PD | Mixes
097513 |  | SAM | Initial Selection: For joint materials involving color selection.
097513 |  | SAM | Verification - For each stone type indicated.
097513 |  | SAM | Verification - For each color of grout pointing mortar and sealant required.
097513 |  | SAM | Verification - For carving and inscriptions
097513 |  | QCS | Delegated-Design Submittal
097513 |  | QCS | Qualification Data: For Installer.
097513 |  | QCS | Material Test Reports
097513 |  | CCS | Maintenance Data | F
097519 |  |  | STONE TRIM
097519 |  | SD | Full detailed drawings for stone trim.
097519 |  | PD | Granite
097519 |  | PD | Limestone
097519 |  | PD | Marble
097519 |  | PD | Serpentine
097519 |  | PD | Slate
097519 |  | PD | Travertine
097519 |  | PD | Other Stone
097519 |  | PD | Setting Materials
097519 |  | PD | Grout
097519 |  | PD | Pointing Mortar Materials
097519 |  | PD | Stone Anchors and Attachments
097519 |  | PD | Stone Fabrication, General
097519 |  | PD | Stone Trim
097519 |  | PD | Mixes
097519 |  | SAM | Initial Selection: For joint materials involving color selection.
097519 |  | SAM | Verification - For each stone type indicated.
097519 |  | SAM | Verification - For each color of grout pointing mortar and sealant required.
097519 |  | QCS | Qualification Data: For Installer.
097519 |  | QCS | Material Test Reports
097713 |  |  | STRETCHED-FABRIC WALL SYSTEMS
097713 |  | SD | Full detailed drawings for each stretched-fabric system.
097713 |  | SD | Coordination Drawings
097713 |  | PD | Stretched-Fabric Wall Systems
097713 |  | PD | Installation Materials
097713 |  | SAM | Initial Selection: For each type of fabric facing.
097713 |  | SAM | Verification - Fabric
097713 |  | SAM | Verification - Frame System
097713 |  | SAM | Verification - Core Material
097713 |  | SAM | Verification - Assembled System
097713 |  | QCS | Qualification Data: For Installer.
097713 |  | QCS | Product Certificates
097713 |  | QCS | Sample Warranty
097713 |  | QCS | Maintenance Material Submittals
097713 |  | CCS | Maintenance Data
098433 |  |  | SOUND-ABSORBING WALL UNITS
098433 |  | SD | Full detailed drawings for unit assembly and installation.
098433 |  | SD | Coordination Drawings
098433 |  | PD | Sound-Absorbing Wall Units
098433 |  | PD | Sound-Diffusing and -Reflecting Wall Units
098433 |  | SAM | Initial Selection: For each type of fabric facing.
098433 |  | SAM | Verification - Fabric
098433 |  | SAM | Verification - Panel Edge
098433 |  | SAM | Verification - Core Material
098433 |  | SAM | Verification - Mounting Devices
098433 |  | SAM | Verification - Assembled Panels
098433 |  | QCS | Product Certificates
098433 |  | QCS | Sample Warranty
098433 |  | QCS | Maintenance Material Submittals
098433 |  | CCS | Maintenance Data
098436 |  |  | SOUND-ABSORBING CEILING UNITS
098436 |  | SD | Full detailed drawings for unit assembly and installation.
098436 |  | SD | Coordination Drawings
098436 |  | PD | Sound-Absorbing Ceiling Units
098436 |  | PD | Sound-Diffusing Ceiling Units
098436 |  | PD | Sound-Reflecting Ceiling Units
098436 |  | SAM | Initial Selection: For each type of fabric facing.
098436 |  | SAM | Verification - Fabric
098436 |  | SAM | Verification - Panel Edge
098436 |  | SAM | Verification - Core Material
098436 |  | SAM | Verification - Mounting Devices
098436 |  | SAM | Verification - Assembled Panels
098436 |  | QCS | Product Certificates
098436 |  | QCS | Sample Warranty
098436 |  | QCS | Maintenance Material Submittals
098436 |  | CCS | Maintenance Data
099114 |  |  | EXTERIOR PAINTING (MPI STANDARDS)
099114 |  | PD | Paint Materials
099114 |  | PD | Source Quality Control
099114 |  | SAM | Each Type of Topcoat Product
099114 |  | SAM | Initial Selection: For Each Type of Topcoat Product
099114 |  | SAM | Verification - For Each Type of Paint System and Each Color and Gloss of Topcoat
099114 |  | QCS | Painting Schedule
099114 |  | QCS | Contractor's Qualifications
099114 |  | QCS | Certification of Volatile Organic Compounds
099123 |  |  | INTERIOR PAINTING (MPI STANDARDS)
099123 |  | PD | Paint Materials
099123 |  | SAM | Each Type of Topcoat Product
099123 |  | SAM | Initial Selection: For Each Type of Topcoat Product
099123 |  | SAM | Verification - For Each Type of Paint System and Each Color and Gloss of Topcoat
099123 |  | QCS | Painting Schedule
099123 |  | QCS | Contractor's Qualifications
099123 |  | QCS | Certification of Volatile Organic Compounds
099300 |  |  | STAINING AND TRANSPARENT FINISHING
099300 |  | PD | Paint Materials
099300 |  | SAM | Initial Selection: For Each Type of Product
099300 |  | SAM | Verification - For Each Type of Finish System and in Each Color and Gloss of Finish Required
099300 |  | QCS | Painting Schedule
099300 |  | QCS | Product List
099300 |  | QCS | Contractor's Qualifications
099300 |  | QCS | Certification of Volatile Organic Compounds
099600 |  |  | HIGH PERFORMANCE COATINGS
099600 |  | PD | High Performance Coatings, General
099600 |  | SAM | Initial Selection: For Each Type of Product
099600 |  | SAM | Verification - For Each Type of Finish System and in Each Color and Gloss of Finish Required
099600 |  | QCS | Painting Schedule
099600 |  | QCS | Contractor's Qualifications
099600 |  | QCS | Certification of Volatile Organic Compounds
099613 |  |  | PAINTING WASTEWATER TREATMENT PLANT
099613 |  | PACK | Submit the product data, samples, and quality control submittals specified below at the same time as a package
099613 |  | PD | Type C-1 System
099613 |  | PD | Type C-2 System
099613 |  | PD | Type C-3 System
099613 |  | PD | Type C-4 System
099613 |  | PD | Type C-5 System
099613 |  | PD | Type C-6 System
099613 |  | PD | Type C-7 System
099613 |  | PD | Type C-8 System
099613 |  | PD | Type C-9 System
099613 |  | PD | Type C-10 System
099613 |  | PD | Type C-11 System
099613 |  | PD | Barrier Coating
099613 |  | PD | Color Chart
099613 |  | SAM | Primer
099613 |  | SAM | Intermediate Coat (if specified)
099613 |  | SAM | Finish Coat
099613 |  | QCS | Certificate of Compliance
099623 |  |  | PAINTING WASTEWATER TREATMENT PLANT
099623 |  | PACK | Submit the product data, samples, and quality control submittals specified below at the same time as a package
099623 |  | PD | Carbon Steel (structural steel, miscellaneous metal, tanks, piping and equipment)
099623 |  | PD | Mill Coated Ductile Iron Pipe
099623 |  | PD | Galvanized Steel - Piping and Miscellaneous Fabrication
099623 |  | PD | Concrete - Cast-in-Place and Precast Concrete Surfaces
099623 |  | PD | Concrete Floors - Secondary Chemical Containment in Chemical Mixing and Storage Areas
099623 |  | PD | Concrete Masonry Units (CMU’s)
099623 |  | PD | Indoor Wall and Ceiling Surfaces
099623 |  | PD | Wood
099623 |  | PD | PVC Piping
099623 |  | PD | Color Chart
099623 |  | SAM | Primer
099623 |  | SAM | Intermediate Coat
099623 |  | SAM | Finish Coat
099623 |  | QCS | Certificate of Compliance
099633 |  |  | HIGH-TEMPERATURE-RESISTANT COATINGS
099633 |  | PD | High-Temperature-Resistant Coatings, General
099633 |  | SAM | Initial Selection: For each type of topcoat product indicated.
099633 |  | SAM | Verification - For each type of coating system and in each color and gloss of topcoat indicated.
099633 |  | QCS | Painting Schedule
099633 |  | QCS | Contractor’s Qualifications
099633 |  | QCS | Certification of Volatile Organic Compounds
099646 |  |  | INTUMESCENT PAINTING
099646 |  | PD | Intumescent Paint
099646 |  | SAM | Initial Selection: For each intumescent paint finish indicated.
099646 |  | SAM | Verification - For each type of coating system, color and gloss of intumescent paint finish indicated.
099646 |  | QCS | Contractor’s Qualifications
099646 |  | QCS | Certification of Volatile Organic Compounds
099646 |  | QCS | Material Test Reports
099646 |  | QCS | Maintenance Material Submittals
099653 |  |  | ELASTOMERIC COATINGS
099653 |  | PD | Elastomeric Coatings
099653 |  | SAM | Initial Selection: For each type of elastomeric coating.
099653 |  | SAM | Verification - For each type of elastomeric coating indicated and in each color and gloss.
099653 |  | QCS | Product List
099653 |  | QCS | Maintenance Material Submittals
099713.24 |  |  | STEEL WATER STORAGE TANK PAINTING
099713.24 |  | PD | Paint
099713.24 |  | PD | Seam and Rivet Head Sealer
099713.24 |  | PD | Equipment
099713.24 |  | PD | Miscellaneous
099713.24 |  | SAM | For Each Type of paint finish indicated.
099713.24 |  | QCS | Manufacturer's Certificate
099713.24 |  | QCS | Field Quality Control Submittals
099713.24 |  | QCS | Qualifications Statements
099713.24 |  | QCS | Detailed Facility Logo
099713.24 |  | QCS | Coatings for the interior potable water tank submitted for approval in lieu of specified coating shall be accompanied by a certification that the material meets the requirements for potable water established by the New York State Health Department, Bureau of Public Water Supply.
099713.24 |  | CCS | Contract Closeout | F
099713.24 |  | CCS | Operation and Maintenance Data | F
099723.24 |  |  | CONCRETE WATER STORAGE TANK PAINTING
099723.24 |  | PD | Paint
099723.24 |  | QCS | Manufacturer's Certificate
099723.24 |  | QCS | Field Quality Control Submittals
099723.24 |  | QCS | Qualifications Statements
099723.24 |  | CCS | Operation and Maintenance Data | F
099726 |  |  | CEMENTITIOUS COATINGS
099726 |  | PD | Cementitious Coatings
099726 |  | SAM | Initial Selection: For each type of topcoat product.
099726 |  | SAM | Verification - In each color and gloss of topcoat.
099726 |  | QCS | Material Certificates
099726 |  | QCS | Maintenance Material Submittals

## Div.10
SUBMITTALS FOR APPROVAL |  |  |  | Send to: | Critical Submittals | Contractor's Projected Dates Allow at least 4 weeks for Approval (allows time for any resubmission)
Spec Section | Sub Section | Type | Description | F | Mark "X" for all that apply | Projected Transmittal Date: | Projected Approval Date: | Projected Delivery Date:
F/O
D
101100 |  |  | VISUAL DISPLAY UNITS
101100 |  | SD | Full detailed drawings of display units.
101100 |  | PD | Visual Display Board Assembly
101100 |  | PD | Floor-to-Ceiling Visual Display Assemblies
101100 |  | PD | Rail Support System for Visual Display Board Assemblies
101100 |  | PD | Modular Support System for Visual Display Board Assemblies
101100 |  | PD | Sliding Visual Display Units
101100 |  | PD | Visual Display Conference Units
101100 |  | PD | Glass Markerboards
101100 |  | PD | Display Rails
101100 |  | PD | Chalkboard Panels
101100 |  | PD | Markerboard Panels
101100 |  | PD | Tackboard Panels
101100 |  | SAM | Initial Selection: For each type of visual display unit indicated, for units with factory-applied color finishes.
101100 |  | SAM | Verification - Visual Display Panel
101100 |  | SAM | Verification - Trim
101100 |  | SAM | Verification - Display Rail
101100 |  | SAM | Verification - Rail Modular Support System
101100 |  | SAM | Verification - Accessories
101100 |  | QCS | Product Schedule
101100 |  | QCS | Product Test Reports
101100 |  | QCS | Sample Warranties
101100 |  | CCS | Operation and Maintenance Data
101146 |  |  | VISUAL DISPLAY FABRICS
101146 |  | SD | Show location and extent. Indicate seams and termination points.
101146 |  | PD | Dry-Erase Wall Covering
101146 |  | PD | Magnetic Dry-Erase Wall Covering
101146 |  | PD | Adhesives for Field Application
101146 |  | SAM | For each type of dry-erase wall covering.
101146 |  | SAM | Initial Selection: For each type of dry-erase wall covering.
101146 |  | SAM | Verification - Full width by 36- inch- long section of dry-erase wall covering.
101146 |  | QCS | Product Schedule
101146 |  | QCS | Product Test Reports
101146 |  | CCS | Maintenance Data
101200 |  |  | DISPLAY CASES
101200 |  | SD | Full detailed drawings for display cases and bulletin boards.
101200 |  | PD | Bulletin Boards
101200 |  | PD | Display Cases
101200 |  | PD | Tackboard Panels
101200 |  | SAM | For each exposed product and for each color and texture specified.
101200 |  | SAM | Initial Selection: For each type of exposed finish.
101200 |  | SAM | Verification - Tackboard Panel
101200 |  | SAM | Verification - Trim
101200 |  | QCS | Product Test Reports
101200 |  | CCS | Maintenance Data
101300 |  |  | DIRECTORIES
101300 |  | SD | Full detailed drawings for directories.
101300 |  | PD | Nonilluminated and Front-Illuminated Message-Strip Directories
101300 |  | PD | Rear-Illuminated Message-Strip Directories
101300 |  | PD | Changeable-Letter Directories
101300 |  | SAM | For each exposed product and for each color and texture specified.
101300 |  | SAM | Initial Selection: For each type of directory.
101300 |  | SAM | Verification - For each type of directory.
101300 |  | QCS | Message-Strip Schedule
101300 |  | QCS | Product Test Reports
101300 |  | QCS | Maintenance Material Submittals
101300 |  | CCS | Maintenance Data
101416 |  |  | PLAQUES
101416 |  | SD | Full detailed drawings for plaques.
101416 |  | PD | Plaques
101416 |  | PD | Accessories
101416 |  | SAM | Initial Selection: For each type of plaque, exposed component, and exposed finish.
101416 |  | SAM | Verification - For each type of plaque showing all components and with the required finish(es), in manufacturer's standard size unless otherwise indicated.
101416 |  | QCS | Product Schedule
101416 |  | QCS | Sample Warranty
101416 |  | CCS | Maintenance Data
101419 |  |  | DIMENSIONAL LETTER SIGNAGE
101419 |  | SD | Full detailed drawings for signs.
101419 |  | PD | Dimensional Character Materials
101419 |  | PD | Accessories
101419 |  | SAM | Initial Selection: For each type of sign assembly, exposed component, and exposed finish.
101419 |  | SAM | Verification - For each type of sign assembly showing all components and with the required finish(es), in manufacturer's standard size unless otherwise indicated.
101419 |  | QCS | Delegated-Design Submittal
101419 |  | QCS | Qualification Data: For Installer and manufacturer.
101419 |  | QCS | Sample Warranty
101419 |  | CCS | Maintenance Data
101423 |  |  | PANEL SIGNAGE
101423 |  | SD | Full detailed drawings for panel signs.
101423 |  | PD | Panel Signs
101423 |  | PD | Field-Applied, Vinyl Signs
101423 |  | PD | Accessories
101423 |  | SAM | Initial Selection: For each type of sign assembly, exposed component, and exposed finish.
101423 |  | SAM | Verification - For each type of sign assembly showing all components and with the required finish(es), in manufacturer's standard size unless otherwise indicated.
101423 |  | QCS | Product Schedule
101423 |  | QCS | Qualification Data: For Fabricator
101423 |  | QCS | Sample Warranty
101423 |  | QCS | Maintenance Material Submittals
101423 |  | CCS | Maintenance Data | F
101423.16 |  |  | ROOM-IDENTIFICATION PANEL SIGNAGE
101423.16 |  | SD | Full detailed drawings for room-identification signs.
101423.16 |  | PD | Room-Identification Signs
101423.16 |  | PD | Accessories
101423.16 |  | SAM | Initial Selection: For each type of sign assembly, exposed component, and exposed finish.
101423.16 |  | SAM | Verification - For each type of sign assembly showing all components and with the required finish(es), in manufacturer's standard size unless otherwise indicated.
101423.16 |  | QCS | Product Schedule
101423.16 |  | QCS | Qualification Data: For Installer.
101423.16 |  | QCS | Sample Warranty
101423.16 |  | QCS | Maintenance Material Submittals
101423.16 |  | CCS | Maintenance Data
101426 |  |  | POST AND PANEL-PYLON SIGNAGE
101426 |  | SD | Full detailed drawings for signage.
101426 |  | PD | Post-and-Panel Signs
101426 |  | PD | Pylon Signs
101426 |  | PD | Accessories
101426 |  | SAM | Initial Selection: For each type of sign assembly, exposed component, and exposed finish.
101426 |  | SAM | Verification - For each type of sign assembly, showing all components and with the required finish(es), in manufacturer's standard size unless otherwise indicated.
101426 |  | QCS | Product Schedule
101426 |  | QCS | Delegated-Design Submittal
101426 |  | QCS | Qualification Data: For Installer and manufacturer.
101426 |  | QCS | Evaluation Reports
101426 |  | QCS | Sample Warranty
101426 |  | QCS | Maintenance Material Submittals
101426 |  | CCS | Maintenance Data
101429 |  |  | MODULAR SIGNAGE
101429 |  | SD | Full detailed drawings for modular signs.
101429 |  | PD | Modular Signs
101429 |  | PD | Accessories
101429 |  | SAM | For each type of modular sign, exposed component, and exposed finish.
101429 |  | SAM | Verification - For each type of modular sign showing each component and with the required finishes, in manufacturer's standard size unless otherwise indicated.
101429 |  | QCS | Product Schedule
101429 |  | QCS | Maintenance Material Submittals
101429 |  | CCS | Maintenance Data
101473 |  |  | PAINTED SIGNAGE
101473 |  | SD | Full detailed drawings for painted signs.
101473 |  | PD | Painted Signs
101473 |  | PD | Paint Materials
101473 |  | SAM | For each type of paint, paint system, color, and gloss; minimum 4 inches long in least dimension; on hardboard.
101473 |  | QCS | Product Schedule
101473 |  | QCS | Color Matching Certificate
101473 |  | QCS | Maintenance Material Submittals
101700 |  |  | TELEPHONE SPECIALTIES
101700 |  | SD | Full detailed drawings for each telephone specialty.
101700 |  | PD | Telephone Booths
101700 |  | PD | Sit-Down Telephone Booths
101700 |  | PD | Wall-Mounted Telephone Enclosures
101700 |  | PD | Pedestal-Mounted Telephone Enclosures
101700 |  | PD | Wall-Mounted Telephone Housings
101700 |  | PD | Outdoor Telephone Boxes
101700 |  | PD | Telephone Kiosks
101700 |  | SAM | For each exposed product and for each color and texture specified, in manufacturer's standard sizes.
101700 |  | SAM | Initial Selection: For each type of exposed finish.
101700 |  | SAM | Verification - For each type of exposed finish, in manufacturer's standard sizes.
101700 |  | QCS | Qualification Data: For Installer.
101700 |  | QCS | Product Certificates
101700 |  | CCS | Maintenance Data
102113.13 |  |  | METAL TOILET COMPARTMENTS
102113.13 |  | SD | Full detailed drawings for toilet compartments.
102113.13 |  | PD | Painted Steel Toilet Compartments
102113.13 |  | PD | Hardware and Accessories
102113.13 |  | SAM | Initial Selection: For each type of toilet compartment material indicated.
102113.13 |  | SAM | Verification - Each type of material, color, and finish required for toilet compartments.
102113.13 |  | SAM | Verification - Each type of hardware and accessory.
102113.13 |  | QCS | Product Schedule
102113.13 |  | QCS | Product Certificates
102113.13 |  | QCS | Maintenance Material Submittals
102113.13 |  | CCS | Maintenance Data | F
102113.14 |  |  | STAINLESS-STEEL TOILET COMPARTMENTS
102113.14 |  | SD | Full detailed drawings for toilet compartments.
102113.14 |  | PD | Stainless Steel Toilet Compartments
102113.14 |  | PD | Hardware and Accessories
102113.14 |  | SAM | Initial Selection: For each type of toilet compartment material indicated.
102113.14 |  | SAM | Verification - Each type of material, color, and finish required for toilet compartments.
102113.14 |  | SAM | Verification - Each type of hardware and accessory.
102113.14 |  | QCS | Product Schedule
102113.14 |  | QCS | Product Certificates
102113.14 |  | QCS | Maintenance Material Submittals
102113.14 |  | CCS | Maintenance Data
102113.16 |  |  | PLASTIC-LAMINATE-CLAD TOILET COMPARTMENTS
102113.16 |  | SD | Full detailed drawings for toilet compartments.
102113.16 |  | PD | Plastic-Laminate-Clad Toilet Compartments
102113.16 |  | PD | Hardware and Accessories
102113.16 |  | SAM | Initial Selection: For each type of toilet compartment material indicated.
102113.16 |  | SAM | Verification - Each type of material, color, and finish required for toilet compartments.
102113.16 |  | SAM | Verification - Each type of hardware and accessory.
102113.16 |  | QCS | Product Schedule
102113.16 |  | QCS | Product Certificates
102113.16 |  | QCS | Maintenance Material Submittals
102113.16 |  | CCS | Maintenance Data
102113.17 |  |  | PHENOLIC-CORE TOILET COMPARTMENTS
102113.17 |  | SD | Full detailed drawings for toilet compartments.
102113.17 |  | PD | Phenolic-Core Toilet Compartments
102113.17 |  | PD | Hardware and Accessories
102113.17 |  | SAM | Initial Selection: For each type of toilet compartment material indicated.
102113.17 |  | SAM | Verification - Each type of material, color, and finish required for toilet compartments.
102113.17 |  | SAM | Verification - Each type of hardware and accessory.
102113.17 |  | QCS | Product Schedule
102113.17 |  | QCS | Product Certificates
102113.17 |  | QCS | Maintenance Material Submittals
102113.17 |  | CCS | Maintenance Data
102113.19 |  |  | PLASTIC TOILET COMPARTMENTS
102113.19 |  | SD | Full detailed drawings for solid-plastic toilet compartments.
102113.19 |  | PD | Solid-plastic toilet compartments
102113.19 |  | SAM | Initial Selection: Manufacturer's Standard Color Sheets
102113.19 |  | SAM | Verification - Actual sample of finished products for each type of toilet compartment indicated.
102113.19 |  | QCS | Product Schedule
102113.19 |  | QCS | Product Certificates
102113.19 |  | QCS | Maintenance Material Submittals
102113.19 |  | CCS | Maintenance Data
102113.40 |  |  | STONE TOILET COMPARTMENTS
102113.40 |  | SD | Full detailed drawings for stone toilet compartments.
102113.40 |  | PD | For each variety of stone and each type of stone accessory, door, hardware, bracket (fitting), and other manufactured product indicated
102113.40 |  | PD | Marble
102113.40 |  | PD | Granite
102113.40 |  | PD | Quartz Agglomerate
102113.40 |  | PD | Brass Castings
102113.40 |  | PD | Stainless Steel Sheet
102113.40 |  | PD | Stainless Steel Castings
102113.40 |  | PD | Particleboard
102113.40 |  | PD | Plastic Laminate
102113.40 |  | PD | Stone Toilet Compartments
102113.40 |  | PD | Door Size and Swings
102113.40 |  | PD | Plastic-Laminate Doors
102113.40 |  | PD | Stainless Steel Doors
102113.40 |  | PD | Wood Doors
102113.40 |  | PD | Hardware
102113.40 |  | PD | Dowels
102113.40 |  | PD | Brackets
102113.40 |  | PD | Stile Reinforcement
102113.40 |  | PD | Anchorages and Fasteners
102113.40 |  | SAM | Initial Selection: For each type of stone and door finish indicated.
102113.40 |  | SAM | Verification - Stone
102113.40 |  | SAM | Verification - Doors
102113.40 |  | SAM | Verification - Stile Reinforcement
102113.40 |  | SAM | Verification - Each type of hardware and accessory
102113.40 |  | QCS | Product Schedule
102113.40 |  | QCS | Delegated-Design Submittal
102113.40 |  | QCS | Qualification Data: For qualified Installer and fabricator.
102113.40 |  | QCS | Material Test Reports
102113.40 |  | QCS | Maintenance Material Submittals
102113.40 |  | CCS | Maintenance Data
102116.13 |  |  | METAL SHOWER AND DRESSING COMPARTMENTS
102116.13 |  | SD | Full detailed drawings for shower and dressing compartments.
102116.13 |  | PD | Painted-Steel Compartments
102116.13 |  | PD | Shower Receptors
102116.13 |  | PD | Accessories
102116.13 |  | SAM | Initial Selection: For each type of compartment material indicated.
102116.13 |  | SAM | Verification - Each type of material, color and finish required for compartments.
102116.13 |  | SAM | Verification - Each type of hardware and accessory
102116.13 |  | SAM | Verification - Curtain Fabric
102116.13 |  | QCS | Product Certificates
102116.13 |  | QCS | Maintenance Material Submittals
102116.13 |  | CCS | Maintenance Data
102116.14 |  |  | STAINLESS-STEEL SHOWER AND DRESSING COMPARTMENTS
102116.14 |  | SD | Full detailed drawings for shower and dressing compartments.
102116.14 |  | PD | Stainless Steel Compartments
102116.14 |  | PD | Shower Receptors
102116.14 |  | PD | Accessories
102116.14 |  | SAM | Initial Selection: For each type of compartment material indicated.
102116.14 |  | SAM | Verification - Each type of material, color and finish required for compartments.
102116.14 |  | SAM | Verification - Each type of hardware and accessory
102116.14 |  | SAM | Verification - Curtain Fabric
102116.14 |  | QCS | Product Certificates
102116.14 |  | QCS | Maintenance Material Submittals
102116.14 |  | CCS | Maintenance Data
102116.17 |  |  | PHENOLIC-CORE SHOWER AND DRESSING COMPARTMENTS
102116.17 |  | SD | Full detailed drawings for shower and dressing compartments.
102116.17 |  | PD | Phenolic-Core Compartments
102116.17 |  | PD | Shower Receptors
102116.17 |  | PD | Accessories
102116.17 |  | SAM | Initial Selection: For each type of compartment material indicated.
102116.17 |  | SAM | Verification - Each type of material, color, and finish required for compartments.
102116.17 |  | SAM | Verification - Each type of hardware and accessory.
102116.17 |  | SAM | Verification - Curtain Fabric
102116.17 |  | QCS | Product Certificates
102116.17 |  | QCS | Maintenance Material Submittals
102116.17 |  | CCS | Maintenance Data
102116.19 |  |  | PLASTIC SHOWER AND DRESSING COMPARTMENTS
102116.19 |  | SD | Full detailed drawings for shower and dressing compartments.
102116.19 |  | PD | Solid-Plastic Compartments
102116.19 |  | PD | Shower Receptors
102116.19 |  | SAM | Initial Selection: For each type of compartment material indicated.
102116.19 |  | SAM | Verification - Each type of hardware and accessory.
102116.19 |  | SAM | Verification - Curtain Fabric
102116.19 |  | QCS | Product Certificates
102116.19 |  | QCS | Maintenance Material Submittals
102116.19 |  | CCS | Maintenance Data
102123 |  |  | CUBICLE CURTAINS AND TRACK
102123 |  | SD | Full detailed drawings for curtains and track.
102123 |  | PD | Cubicle-Curtain Support Systems
102123 |  | PD | Curtains
102123 |  | SAM | For each exposed product and for each color and texture specified, 10 inches in size.
102123 |  | SAM | Initial Selection: For each type of curtain material indicated.
102123 |  | SAM | Verification - For each type of product required.
102123 |  | QCS | Product Schedule
102123 |  | QCS | Maintenance Material Submittals
102123 |  | CCS | Operation and Maintenance Data
102213 |  |  | WIRE MESH PARTITIONS
102213 |  | SD | Plans, elevations, details
102213 |  | PD | Standard-Duty Wire Mesh Partitions
102213 |  | PD | Heavy-Duty Wire Mesh Partitions
102213 |  | PD | Wire Mesh Ceilings
102213 |  | PD | Wire Mesh Stairway Partitions
102213 |  | PD | Wire Mesh Equipment Barriers
102213 |  | SAM | Initial Selection: For units with factory-applied color finishes.
102213 |  | SAM | Verification - 12-by-12-inch panel constructed of specified frame members and wire mesh.
102213 |  | QCS | Delegated-Design Submittal
102213 |  | QCS | Qualification Data: For Installer.
102213 |  | QCS | Welding Certificates
102213 |  | CCS | Maintenance Data
102219 |  |  | DEMOUNTABLE PARTITIONS
102219 |  | SD | Full detailed drawings for demountable partitions.
102219 |  | SD | Coordination Drawings
102219 |  | PD | Site-Assembled Demountable Partitions
102219 |  | PD | Unitized-Panel Demountable Partitions
102219 |  | PD | Wood Materials
102219 |  | PD | Other Materials
102219 |  | SAM | For each exposed product and for each color and texture specified, 6 inches square in size.
102219 |  | SAM | Initial Selection: For each type of exposed finish.
102219 |  | SAM | Verification - Face-Panel Finish
102219 |  | SAM | Verification - Linear Trim
102219 |  | SAM | Verification - Door Finish
102219 |  | SAM | Verification - Glazing
102219 |  | SAM | Verification - Hardware and Accessories
102219 |  | QCS | Qualification Data: For Installer.
102219 |  | QCS | Product Certificates
102219 |  | QCS | Product Test Reports
102219 |  | QCS | Maintenance Material Submittals
102219 |  | CCS | Operation and Maintenance Data
102233 |  |  | ACCORDIAN FOLDING PARTITIONS
102233 |  | SD | Full detailed drawings for accordion folding partitions.
102233 |  | SD | Coordination Drawings
102233 |  | SD | Setting Drawings
102233 |  | PD | Accordian Folding Partition
102233 |  | PD | Fire-Rated Accordian Folding Partition
102233 |  | PD | Components
102233 |  | PD | Suspension Systems
102233 |  | PD | Electric Operators
102233 |  | PD | Wood Materials, General
102233 |  | PD | Facing Materials
102233 |  | PD | Storage Pocket Doora
102233 |  | SAM | Initial Selection: For each type of exposed material, facing material, and finish indicated.
102233 |  | SAM | Verification - For each type of exposed material, facing material, and finish indicated.
102233 |  | QCS | Delegated-Design Submittal
102233 |  | QCS | Qualification Data: For manufacturer or vendor, Installer and testing agency.
102233 |  | QCS | Product Certificates
102233 |  | QCS | Material Certificates
102233 |  | QCS | Product Test Reports
102233 |  | QCS | Sample Warranty
102233 |  | CCS | Operation and Maintenance Data
102239 |  |  | FOLDING PANEL PARTITIONS
102239 |  | SD | Full detailed drawings for operable panel partitions.
102239 |  | SD | Coordination Drawings
102239 |  | SD | Setting Drawings
102239 |  | PD | Operable Acoustical Panels
102239 |  | PD | Operable Fire-Rated Panels
102239 |  | PD | Seals
102239 |  | PD | Panel Finish Facings
102239 |  | PD | Suspension Systems
102239 |  | PD | Electronic Operators
102239 |  | PD | Accessories
102239 |  | SAM | Initial Selection: For each type of exposed material, finish, covering, or facing.
102239 |  | SAM | Verification - For each type of exposed material, finish, covering, or facing.
102239 |  | QCS | Delegated-Design Submittal
102239 |  | QCS | Qualification Data: For Installer.
102239 |  | QCS | Seismic Qualification Certificates
102239 |  | QCS | Product Certificates
102239 |  | QCS | Product Test Reports
102239 |  | QCS | Sample Warranty
102239 |  | QCS | Maintenance Material Submittals
102239 |  | CCS | Operation and Maintenance Data
102239.13 |  |  | FOLDING GLASS-PANEL PARTITIONS
102239.13 |  | SD | Full detailed drawings for operable glass-panel partitions.
102239.13 |  | SD | Coordination Drawings
102239.13 |  | SD | Setting Drawings
102239.13 |  | PD | Operable Glass Panels
102239.13 |  | PD | Seals
102239.13 |  | PD | Suspension Systems
102239.13 |  | PD | Accessories
102239.13 |  | SAM | Initial Selection: For each type of exposed material, finish, covering, or facing.
102239.13 |  | SAM | Verification - For each type of exposed material, finish, covering, or facing.
102239.13 |  | QCS | Delegated-Design Submittal
102239.13 |  | QCS | Qualification Data: For qualified Installer.
102239.13 |  | QCS | Seismic Qualification Certificates
102239.13 |  | QCS | Product Certificates
102239.13 |  | QCS | Product Test Reports
102239.13 |  | QCS | Sample Warranty
102239.13 |  | CCS | Operation and Maintenance Data
102600 |  |  | WALL AND DOOR PROTECTION
102600 |  | SD | Full detailed drawings for each type of wall and door protection showing locations and extent.
102600 |  | PD | Wall Guards
102600 |  | PD | Impact-Resistant Handrails
102600 |  | PD | Bed Locators
102600 |  | PD | Corner Guards
102600 |  | PD | End-Wall Guards
102600 |  | PD | Abuse-Resistant Wall Coverings
102600 |  | PD | Plastic Door-Protection Plan
102600 |  | PD | Door-Edge Protection
102600 |  | PD | Door-Frame Protection
102600 |  | PD | Door-Hardware Protection
102600 |  | SAM | Initial Selection: For each type of impact-resistant wall-protection unit indicated, in each color and texture specified.
102600 |  | SAM | Verification - Wall Guards
102600 |  | SAM | Verification - Handrails
102600 |  | SAM | Verification - Bed Locators
102600 |  | SAM | Verification - Corner and End-Wall Guards
102600 |  | SAM | Verification - Abuse-Resistant Wall Covering
102600 |  | SAM | Verification - Door-Surface Protection
102600 |  | SAM | Verification - Door-Edge and -Frame Protectors
102600 |  | SAM | Verification - Door-Knob and -Lever Protectors
102600 |  | QCS | Product Certificates
102600 |  | QCS | Material Certificates
102600 |  | QCS | Sample Warranty
102600 |  | CCS | Maintenance Data
102800 |  |  | TOILET, BATH, AND LAUNDRY ACCESSORIES
102800 |  | PD | Director's Representative-Furnished Materials
102800 |  | PD | Public-Use Washroom Accessories
102800 |  | PD | Toilet-Compartment Occupancy-Indicator System
102800 |  | PD | Public-Use Shower Room Accessories
102800 |  | PD | Private-Use Bathroom Accessories
102800 |  | PD | Healthcare Accessories
102800 |  | PD | Hand Dryers
102800 |  | PD | Childcare Accessories
102800 |  | PD | Underlavatory Guards
102800 |  | PD | Custodial Accessories
102800 |  | SAM | For each exposed product and finish specified, full size.
102800 |  | QCS | Product Schedule
102800 |  | QCS | Delegated-Design Submittal
102800 |  | QCS | Sample Warranty
102800 |  | CCS | Maintenance Data
102813.63 |  |  | DETENTION TOILET ACCESSORIES
102813.63 |  | SD | Coordination Drawings
102813.63 |  | PD | Detention Safety Hooks
102813.63 |  | PD | Detention Shelves
102813.63 |  | PD | Combination Detention Shelves with Safety Hooks
102813.63 |  | PD | Miscellaneous Detention Toilet Accessories
102813.63 |  | PD | Detention Mirrors
102813.63 |  | PD | Detention Grab Bars
102813.63 |  | PD | Detention Shower Seats
102813.63 |  | PD | Security Fasteners
102813.63 |  | PD | Security Sealants
102813.63 |  | PD | Accessories
102813.63 |  | SAM | Verification - Each type of detention toilet accessory indicated.
102813.63 |  | QCS | Product Schedule
102813.63 |  | QCS | Examination Reports
102813.63 |  | QCS | Anchor Inspection Reports
102813.63 |  | QCS | Field Quality-Control Certification
102813.63 |  | QCS | Maintenance Material Submittals
102813.63 |  | CCS | Maintenance Data | F
102814 |  |  | ELECTRIC HAND DRYERS
102814 |  | PD | Electric Hand Dryers - Recessed
102814 |  | PD | Sensor Operated, Anti Ligature
102814 |  | PD | Electric Hand Dryers - Surface Mounted
102814 |  | CCS | Operation and Maintenance Data - 2 copies | F
102819 |  |  | TUB AND SHOWER ENCLOSURES
102819 |  | SD | Full detailed drawings for tub and shower doors and enclosures.
102819 |  | PD | Framed Enclosures
102819 |  | PD | Frameless Enlosures
102819 |  | SAM | Initial Selection: For each type of exposed finish.
102819 |  | SAM | Verification - For tub and shower doors and enclosures.
102819 |  | QCS | Product Schedule
102819 |  | QCS | Sample Warranty
102819 |  | CCS | Maintenance Data
104413 |  |  | FIRE PROTECTION CABINETS
104413 |  | SD | Full detailed drawings for fire-protection cabinets.
104413 |  | PD | Fire-Protection Cabinet
104413 |  | PD | Security Fire-Protection Cabinet
104413 |  | SAM | For each type of exposed finish required.
104413 |  | SAM | Verification - For each type of exposed finish required.
104413 |  | QCS | Product Schedule
104413 |  | CCS | Maintenance Data
104416 |  |  | FIRE EXTINGUISHERS
104416 |  | PD | Portable, Hand-Carried Fire Extinguishers
104416 |  | PD | Mounting Brackets
104416 |  | PD | Wheeled Fire Extinguishers
104416 |  | QCS | Product Schedule
104416 |  | QCS | Warranty
104416 |  | CCS | Operation and Maintenance Data
104513 |  |  | PHOTOLUMINESCENT EGRESS PATH MARKINGS
104513 |  | SD | Full detailed drawings for photoluminescent egress path markings.
104513 |  | PD | Photoluminescent Egress Path Markings
104513 |  | SAM | For each exposed product and for each color and texture specified, 6 inches long or full size.
104513 |  | QCS | Product Test Reports
104513 |  | QCS | Sample Warranties
105113 |  |  | METAL LOCKERS
105113 |  | SD | Full detailed drawings for metal lockers.
105113 |  | PD | Knocked-Down Corridor Lockers
105113 |  | PD | Welded Corridor Lockers
105113 |  | PD | Knocked-Down Athletic Lockers
105113 |  | PD | Welded Athletic Lockers
105113 |  | PD | Knocked-Down, Open-Front Athletic Lockers
105113 |  | PD | Welded, Open-Front Athletic Lockers
105113 |  | PD | Locks
105113 |  | PD | Locker Benches
105113 |  | PD | Accessories
105113 |  | SAM | For each color specified, in manufacturer's standard size.
105113 |  | SAM | Initial Selection: Manufacturer's color charts
105113 |  | SAM | Verification - Small scale of lockers and equipment.
105113 |  | SAM | Verification - Locker bench material.
105113 |  | QCS | Product Schedule
105113 |  | QCS | Qualification Data: For Installer.
105113 |  | QCS | Sample Warranty
105113 |  | QCS | Maintenance Material Submittals
105113 |  | CCS | Maintenance Data
105113.13 |  |  | COIN-OPERATED METAL LOCKERS
105113.13 |  | SD | Full detailed drawings for coin-operated lockers.
105113.13 |  | PD | Steel, Coin-Operated Lockers
105113.13 |  | PD | Stainless Steel, Coin-Operated Lockers
105113.13 |  | PD | Accessories
105113.13 |  | SAM | For each color specified, in manufacturer's standard size.
105113.13 |  | SAM | Initial Selection: Manufacturer's color charts showing the full range of colors available.
105113.13 |  | SAM | Verification - For coin-operated lockers and equipment, in manufacturer's standard size.
105113.13 |  | QCS | Product Schedule
105113.13 |  | QCS | Maintenance Material Submittals
105113.13 |  | CCS | Maintenance Data
105116 |  |  | WOOD LOCKERS
105116 |  | SD | Full detailed drawings for wood lockers.
105116 |  | PD | Wood-Faced Wood Lockers
105116 |  | PD | Hardware
105116 |  | PD | Accessories
105116 |  | PD | Locker Benches
105116 |  | SAM | Initial Selection: Factory-applied transparent painted finishes
105116 |  | SAM | Initial Selection: Thermoset decorative overlay panels
105116 |  | SAM | Verification - Solid wood with transparent finish
105116 |  | SAM | Verification - Wood-faced panels with transparent finish
105116 |  | SAM | Verification - Wood members and panels with factory-applied finish
105116 |  | SAM | Verification - Thermoset decorative-overlay-surfaced panels
105116 |  | SAM | Verification - Corner pieces of locker front frame joints between stiles and rail
105116 |  | SAM | Verification - Exposed cabinet hardware and accessories
105116 |  | QCS | Qualification Data: For Installer.
105116 |  | QCS | Sample Warranty
105116 |  | QCS | Maintenance Material Submittals
105116 |  | CCS | Maintenance Data
105123 |  |  | PLASTIC-LAMINATE-CLAD LOCKERS
105123 |  | SD | Full detailed drawings for plastic-laminate-clad wood lockers.
105123 |  | PD | Plastic-Laminate-Clad Wood Lockers
105123 |  | PD | Hardware
105123 |  | PD | Accessories
105123 |  | PD | Locker Benches
105123 |  | SAM | Initial Selection: High-pressure decorative laminates
105123 |  | SAM | Initial Selection: Thermoset decorative overlay panels
105123 |  | SAM | Verification - Plastic-Laminate-Clad panels
105123 |  | SAM | Verification - Thermoset decorative-overlay-surfaced panels
105123 |  | SAM | Verification - Corner pieces of locker front frame joints between stiles and rail, and exposed end pieces
105123 |  | SAM | Verification - Exposed cabinet hardware and accessories
105123 |  | SAM | Verification - Carpet
105123 |  | QCS | Qualification Data: For Installer.
105123 |  | QCS | Sample Warranty
105123 |  | QCS | Maintenance Material Submittals
105123 |  | CCS | Maintenance Data
105143 |  |  | WIRE MESH STORAGE LOCKERS
105143 |  | SD | Include plans, elevations, sections, details, and attachments.
105143 |  | PD | Wire Mesh Storage Lockers
105143 |  | SAM | For units with factory-applied color finishes.
105143 |  | QCS | Delegated-Design Submittal
105143 |  | QCS | Qualification Data: For Installer.
105143 |  | QCS | Welding Certificates
105500.13 |  |  | USPS-DELIVERY POSTAL SPECIALTIES
105500.13 |  | SD | Full detailed drawings for postal specialties.
105500.13 |  | PD | Mail Receptacles
105500.13 |  | PD | Cluster Box Units (CBUs)
105500.13 |  | PD | Parcel Lockers
105500.13 |  | PD | Collection Boxes
105500.13 |  | PD | Accessories
105500.13 |  | SAM | Verification - For each type of exposed finish
105500.13 |  | QCS | Product Certificates
105500.13 |  | QCS | Sample Warranty
105500.13 |  | QCS | Maintenance Material Submittals
105500.13 |  | CCS | Maintenance Data
105500.16 |  |  | PRIVATE-DELIVERY POSTAL SPECIALTIES
105500.16 |  | SD | Full detailed drawings for postal specialties.
105500.16 |  | PD | Horizontal Mail Receptacles
105500.16 |  | PD | Vertical Mail Receptacles
105500.16 |  | PD | Mail Collection Boxes
105500.16 |  | PD | Data Distribution Boxes
105500.16 |  | PD | Accessories
105500.16 |  | SAM | Verification - For each type of exposed finish
105500.16 |  | QCS | Sample Warranty
105500.16 |  | QCS | Maintenance Material Submittals
105500.16 |  | CCS | Maintenance Data
105613 |  |  | METAL STORAGE SHELVING
105613 |  | SD | Full detailed drawings for metal storage shelving.
105613 |  | PD | Cast-Type Metal Storage Shelving
105613 |  | PD | Four-Post Metal Storage Shelving
105613 |  | PD | Post-and-Beam Metal Storage Shelving
105613 |  | PD | Anchors
105613 |  | SAM | Vertical Supports: 12 inches tall.
105613 |  | SAM | Shelves: Full size, but not more than 24 inches wide by 12 inches deep.
105613 |  | SAM | Connectors: Full size.
105613 |  | SAM | Shelf-Label Holders: Full size.
105613 |  | SAM | Initial Selection: For each type of metal storage shelving with factory-applied color finishes.
105613 |  | SAM | Verification - Vertical Supports: 12 inches tall.
105613 |  | SAM | Verification - Shelves: Full size, but not more than 24 inches wide by 12 inches deep.
105613 |  | SAM | Verification - Connectors: Full size.
105613 |  | SAM | Verification - Shelf-Label Holders: Full size.
105613 |  | QCS | Product Schedule
105613 |  | QCS | Delegated-Design Submittal
105613 |  | QCS | Qualification Data: For Installer.
105613 |  | QCS | Seismic Qualification Certificates
105613 |  | QCS | Product Certificates
105613 |  | QCS | Maintenance Material Submittals
105613 |  | CCS | Maintenance Data
105626 |  |  | MOBILE STORAGE SHELVING
105626 |  | SD | Full detailed drawings for mobile storage shelving.
105626 |  | PD | Systems and Components
105626 |  | PD | Manually Operated Systems
105626 |  | PD | Mechanically Assisted Systems
105626 |  | PD | Powered Systems
105626 |  | PD | Steel-Bracket Shelving
105626 |  | PD | Steel-Case Shelving
105626 |  | PD | Steel Four-Post Shelving
105626 |  | PD | System Accessories
105626 |  | SAM | For each exposed product and for each color and texture specified.
105626 |  | SAM | Initial Selection: For units with factory-applied finishes.
105626 |  | SAM | Verification - Flat Shelving
105626 |  | SAM | Verification - Each type of specialized shelving
105626 |  | SAM | Verification - Front panels
105626 |  | QCS | Delegated-Design Submittal
105626 |  | QCS | Qualification Data: For Installer and manufacturer.
105626 |  | QCS | Sample Warranty
105626 |  | QCS | Maintenance Material Submittals
105626 |  | CCS | Maintenance Data
107313 |  |  | AWNINGS
107313 |  | SD | Full detailed drawings of awnings.
107313 |  | PD | Fabric
107313 |  | PD | Awning Frame and Accessory Materials
107313 |  | PD | Awning Fabric Fabrication
107313 |  | PD | Fixed Awning Fabrication
107313 |  | PD | Manually Operated Retractable Awnings
107313 |  | PD | Motorized Retractable Awnings
107313 |  | SAM | For each exposed product and for each color and texture specified.
107313 |  | SAM | Verification - Awning Fabric
107313 |  | SAM | Verification - Graphics
107313 |  | SAM | Verification - Seam, Edge and Corner Condition
107313 |  | SAM | Verification - Valance
107313 |  | SAM | Verification - Frame Finish
107313 |  | QCS | Product Schedule
107313 |  | QCS | Welding Certificates
107313 |  | QCS | Sample Warranty
107313 |  | CCS | Operationa and Maintenance Data
107343 |  |  | TRANSPORTATION STOP SHELTERS
107343 |  | SD | Full detailed drawings for shelters.
107343 |  | PD | Modular Aluminum Shelters
107343 |  | PD | Fabricated Steel Shelters
107343 |  | SAM | Initial Selection: For each type of exposed finish.
107343 |  | SAM | Verification - For each type of exposed finish in manufacturer's standard sizes.
107343 |  | QCS | Evaluation Reports
107343 |  | QCS | Sample Warranty
107343 |  | CCS | Maintenance Data
107516 |  |  | GROUND-SET FLAGPOLES
107516 |  | SD | Full detailed drawings for flagpoles.
107516 |  | PD | Aluminum Flagpoles
107516 |  | PD | Copper-Alloy (Bronze) Flagpoles
107516 |  | PD | Stainless-Steel Flagpoles
107516 |  | PD | Steel Flagpoles
107516 |  | PD | Fiberglass Flagpoles
107516 |  | PD | Fittings
107516 |  | PD | Miscellaneous Materials
107516 |  | SAM | Verification - For each type of exposed finish, in manufacturer's standard sizes.
107516 |  | QCS | Delegated-Design Submittal
107516 |  | CCS | Operationa and Maintenance Data
107523 |  |  | WALL-MOUNTED FLAGPOLES
107523 |  | SD | Full detailed drawings for flagpoles.
107523 |  | PD | Aluminum Flagpoles
107523 |  | PD | Copper-Alloy (Bronze) Flagpoles
107523 |  | PD | Stainless-Steel Flagpoles
107523 |  | PD | Fiberglass Flagpoles
107523 |  | PD | Fittings
107523 |  | SAM | Verification - For each type of exposed finish, in manufacturer's standard sizes.
107523 |  | QCS | Delegated-Design Submittal
107523 |  | CCS | Operationa and Maintenance Data
107526 |  |  | ROOF-MOUNTED FLAG POLES
107526 |  | SD | Full detailed drawings for flagpoles.
107526 |  | PD | Aluminum Flagpoles
107526 |  | PD | Copper-Alloy (Bronze) Flagpoles
107526 |  | PD | Stainless-Steel Flagpoles
107526 |  | PD | Fiberglass Flagpoles
107526 |  | PD | Fittings
107526 |  | PD | Miscellaneous Materials
107526 |  | SAM | Verification - For each type of exposed finish, in manufacturer's standard sizes.
107526 |  | QCS | Delegated-Design Submittal
107526 |  | CCS | Operationa and Maintenance Data
107529 |  |  | PLAZA-MOUNTED FLAGPOLES
107529 |  | SD | Full detailed drawings for flagpoles.
107529 |  | PD | Aluminum Flagpoles
107529 |  | PD | Copper-Alloy (Bronze) Flagpoles
107529 |  | PD | Stainless-Steel Flagpoles
107529 |  | PD | Steel Flagpoles
107529 |  | PD | Fiberglass Flagpoles
107529 |  | PD | Fittings
107529 |  | PD | Miscellaneous Materials
107529 |  | SAM | Verification - For each type of exposed finish, in manufacturer's standard sizes.
107529 |  | QCS | Delegated-Design Submittal
107529 |  | CCS | Operationa and Maintenance Data
108316 |  |  | BANNERS
108316 |  | SD | Full detailed drawings for each type of banner.
108316 |  | PD | Fabric Banner
108316 |  | SAM | Initial Selection: For each type of banner.
108316 |  | SAM | Verification - Banner Fabric
108316 |  | SAM | Verification - Graphics
108316 |  | SAM | Verification - Seam, Edge and Corner Condition
108316 |  | SAM | Verification - Exposed Hardware Finishes
108316 |  | SAM | Verification - Accessories
108316 |  | QCS | Product Schedule
108316 |  | QCS | Qualification Data: For Installer.
108316 |  | QCS | Product Certificates
108316 |  | CCS | Maintenance Data
108600 |  |  | SAFETY SECURITY MIRRORS
108600 |  | PD | Full Dome Mirrors
108600 |  | PD | Half Dome Mirrors
108600 |  | PD | Quarter Dome Mirrors
108600 |  | PD | Round Acrylic Convex Mirrors
108600 |  | CCS | Cleaning Data
108600 |  | CCS | Maintenance Data

## Div.11
SUBMITTALS FOR APPROVAL |  |  |  | Send to: | Critical Submittals | Contractor's Projected Dates Allow at least 4 weeks for Approval (allows time for any resubmission)
Spec Section | Sub Section | Type | Description | F | Mark "X" for all that apply | Projected Transmittal Date: | Projected Approval Date: | Projected Delivery Date:
F/O
D
111200 |  |  | PARKING CONTROL EQUIPMENT
111200 |  | SD | Full detailed drawings for parking control equipment.
111200 |  | PD | Automatic Barrier Gates
111200 |  | PD | Vehicle Detectors
111200 |  | PD | Traffic Controllers
111200 |  | PD | Entry Terminals
111200 |  | PD | Exit Terminals
111200 |  | PD | Pay Stations
111200 |  | PD | Fee Computers
111200 |  | PD | Miscellaneous Parking Control Equipment
111200 |  | PD | Parking Facility Management Software
111200 |  | PD | Access Control Units
111200 |  | PD | Anchorages
111200 |  | SAM | For each exposed product and for each color and texture specified.
111200 |  | QCS | Qualification Data: For Installer.
111200 |  | QCS | Field Quality-Control Reports
111200 |  | CCS | Operation and Maintenance Data
111313 |  |  | LOADING DOCK BUMPERS
111313 |  | SD | Full detailed drawings for dock bumpers.
111313 |  | PD | Loading Dock Bumpers
111316 |  |  | LOADING DOCK SEALS AND SHELTERS
111316 |  | SD | Full detailed drawings including plans, elevations, sections, and attachment details.
111316 |  | PD | Foam-Pad Loading Dock Seals
111316 |  | PD | Frame-Type Loading Dock Shelters
111316 |  | PD | Transparent-Strip Door Curtains
111316 |  | SAM | For each exposed product, color and texture specified.
111316 |  | CCS | Operation and Maintenance Data
111319 |  |  | STATIONARY LOADING DOCK EQUIPMENT
111319 |  | PACK | Provide all submittals, except closeout submittals, as a single submittal package.
111319 |  | SD | Full detailed drawings for loading dock equipment.
111319 |  | PD | Recessed Loading Dock Levelers
111319 |  | PD | Edge-of-Dock Loading Dock Levelers
111319 |  | PD | Top-of-Dock Loading Dock Levelers
111319 |  | PD | Vertical-Storing Loading Dock Levelers
111319 |  | PD | Truck Levelers
111319 |  | PD | Stationary Loading Dock Lifts
111319 |  | PD | Truck Restraints
111319 |  | PD | Light Communication Systems
111319 |  | QCS | Qualification Data: For Installer.
111319 |  | QCS | Welding Certificates
111319 |  | QCS | Product Test Reports
111319 |  | QCS | Sample Warranty
111319 |  | CCS | Operation and Maintenance Data | F
111323 |  |  | PORTABLE DOCK EQUIPMENT
111323 |  | PACK | Provide all submittals, except closeout submittals, as a single submittal package.
111323 |  | SD | Full detailed drawings for portable dock equipment.
111323 |  | PD | Portable Loading Dock Lifts (Scissor Lifts)
111323 |  | QCS | Qualification Data: For Installer.
111323 |  | CCS | Operation and Maintenance Data
111901 |  |  | DETENTION EQUIPMENT
111901 |  | SUB | Quality Assurance Package
111901 |  | SUB | Detention Equipment Package
111901 |  | SUB | Detention Hardware Package
111901 |  | SUB | Power and Control Wiring Package
111901 |  | SUB | Certificates and Test Reports for Tool-Resisting Steel
111901 |  | SAM
111901 |  | SAM
111901 |  | CCS | Operation and Maintenance Data for Detention Equipment | F
111901 |  | CCS | Operation and Maintenance Data for Detention Hardware | F
111901 |  | CCS | Operation and Maintenance Data for Electrical Control Wiring | F
111901 |  | CCS | Point to Point Wiring Diagrams | F
111901 |  | CCS | Manufacturer's Written Certification of Correct Installation and Operation for Equipment, Locks, Systems, and Accessories | F
111902 |  |  | DETENTION ACCESSORIES
111902 |  | SD | Show relationship of detention accessories with other Work
111902 |  | PD | Steel Plate
111902 |  | PD | Steel Sheet
111902 |  | PD | Stainless Steel
111902 |  | PD | Fasteners
111902 |  | PD | Anchors
111902 |  | PD | Paint
111902 |  | PD | Manufactured Units
111902 |  | PD | Fabrication
111902 |  | QCS | Qualifications Information
111903 |  |  | STEEL DETENTION SCREENS
111903 |  | SD | Application to project and connection
111903 |  | PD | Detention Screens with Type A (Channel Type) Frames
111903 |  | PD | Detention Screens with Type B (Tubular Type) Frames
111903 |  | PD | Wire Cloth: 0.028 inch diameter wire, 12 mesh to the inch
111903 |  | PD | Wire Cloth: 0.047 inch diameter wire, 10 mesh to the inch
111903 |  | PD | Wire Cloth: 0.054 inch diameter wire, 8 mesh to the inch
111903 |  | PD | Wire Cloth Support Assembly
111903 |  | PD | Hinges
111903 |  | PD | Locking System
111903 |  | PD | Scribe Members
111903 |  | PD | Fastening Devices
111903 |  | PD | Shop Finishing
111903 |  | EPD | Environmental Product Declaration
111903 |  | SAM | Wire Cloth
111903 |  | SAM | Steel detention screen
111903 |  | QCS | Manufacturer's Qualifications Data
111904 |  |  | STEEL SECURITY SCREENS
111904 |  | SD | Fabrication details and connections to adjacent work.
111904 |  | PD | Frames
111904 |  | PD | Woven Rod
111904 |  | PD | Hinges
111904 |  | PD | Locking System
111904 |  | PD | Scribe Members
111904 |  | PD | Finishes
111904 |  | EPD | Environmental Product Declaration
111905 |  |  | SECURE THERAPY CUBICLE
111905 |  | SD | Detention Equipment - Show relationship of detention equipment with the Work
111905 |  | PD | Detention Hardware Equipment - Hardware Schedule
111905 |  | PD | Detention Equipment - Steel Plate
111905 |  | PD | Detention Equipment - Steel Tubing
111905 |  | PD | Detention Equipment - Misc. Steel Shapes and Bars
111905 |  | PD | Detention Equipment - Hot-Rolled Steel Sheets and Strip
111905 |  | PD | Detention Equipment - Cold-Rolled Steel Sheets
111905 |  | PD | Detention Equipment - Galvanized Steel Sheet
111905 |  | PD | Detention Equipment - Stainless Steel
111905 |  | PD | Detention Equipment - Steel Rods (for Woven Rod Mesh Panels)
111905 |  | PD | Detention Equipment - Bolts and Nuts
111905 |  | PD | Detention Equipment - Machine Screws
111905 |  | PD | Detention Equipment - Externally Threaded Expansion Bolt Anchors
111905 |  | PD | Detention Equipment - Internally Threaded Expansion Shield Anchors (For Lag Bolts)
111905 |  | PD | Detention Equipment - Internally Threaded Expansion Shield Anchors (For Machine Bolts)
111905 |  | PD | Detention Equipment - Adhesive Anchors
111905 |  | PD | Detention Equipment - Paint
111905 |  | PD | Detention Equipment - Type S-1 Sheet Glazing
111905 |  | PD | Detention Equipment - Glazing Tape
111905 |  | PD | Detention Equipment - Type 6 Sealant (Flexible Security Sealant)
111905 |  | PD | Detention Equipment - Joint Primer/Sealer/Conditioner
111905 |  | PD | Detention Equipment - Cleaning Solvents
111905 |  | PD | Detention Hardware - Hinges
111905 |  | PD | Detention Hardware - Prison Deadlock
111905 |  | PD | Detention Hardware - Escutcheon
111905 |  | PD | Detention Hardware - Door Pull
111905 |  | PD | Detention Hardware - Shackle Opening - Hinge
111905 |  | PD | Detention Hardware - Padlocks for each shackle
111905 |  | PD | Detention Hardware - Padlocks for each handcuff door
111905 |  | PD | Wall Mounted Desk
111905 |  | PD | Floor Mounted Sool
111905 |  | PD | Light Fixture
111905 |  | PD | Lamp Socket with Plug thru Wiring
111905 |  | PD | amp Socket Mounting
111905 |  | PD | Vandal resistant fasteners (stainless steel)
111905 |  | PD | Electronic ballast
111905 |  | PD | Lamps
111905 |  | PD | Conductors, Raceways, Fittings and Accessories
111905 |  | PD | Insulation
111905 |  | PD | Insulation Tapes
111905 |  | PD | Terminal Blocks and Connectors
111905 |  | PD | Terminals
111905 |  | PD | Galvanized Steel Junction and Pull Boxes For Exposed Work
111905 |  | PD | Threaded Type Boxes For Exposed Work
111905 |  | SAM | Light Fixture
111905 |  | SAM | Glazing Material
111905 |  | SAM | Glazing Tape
111905 |  | SAM | Type 6 Sealant
111905 |  | QCS | Equipment Manufacturer’s Qualifications
111905 |  | QCS | Equipment Installation Company Qualifications
111905 |  | QCS | Equipment Installer’s Qualifications
111905 |  | QCS | Technical Advisor’s Qualifications
111905 |  | CCS | Operation and Maintenance Data - 2 copies | F
111905 |  | CCS | Certification from manufacturer that detention locks and accessoies are installed and operating properly | F
111905 |  | CCS | Glazing Warranty | F
111916 |  |  | DETENTION GUN LOCKERS
111916 |  | SD | Full detailed drawings for detention gun lockers.
111916 |  | PD | Pistol Lockers
111916 |  | PD | Tilt-Out Pistol Lockers
111916 |  | PD | Accessories
111916 |  | SAM | Initial Selection: For detention gun lockers with factory-applied color finishes.
111916 |  | QCS | Welding Certificates
111916 |  | QCS | Examination Reports
111916 |  | QCS | Anchor Inspection Reports
111916 |  | QCS | Field Quality-Control Reports
113013 |  |  | RESIDENTIAL APPLIANCES
113013 |  | PD | Cooktops
113013 |  | PD | Ranges
113013 |  | PD | Wall Ovens
113013 |  | PD | Microwave Ovens
113013 |  | PD | Kitchen Exhaust Ventilation
113013 |  | PD | Refrigerator/Freezers
113013 |  | PD | Freezers
113013 |  | PD | Icemakers
113013 |  | PD | Dishwashers
113013 |  | PD | Clothes Washers and Dryers
113013 |  | PD | Clothes Washer/dryer Combinations
113013 |  | PD | Trash Compactors
113013 |  | PD | Product Schedule
113013 |  | PD | Field quality-control reports.
113013 |  | PD | Sample Warranties
113013 |  | SAM | For each exposed product and for each color and texture specified
113013 |  | CCS | Operation and Maintenance Data | F
113200 |  |  | UNIT KITCHENS
113200 |  | SD | Include plans, elevations, sections, details, and attachments to other work.
113200 |  | PD | Lamniate-Clad Wood Cabinets
113200 |  | PD | Metal Cabinets
113200 |  | PD | Countertops
113200 |  | PD | Fixtures
113200 |  | PD | Appliances
113200 |  | PD | Accessories
113200 |  | SAM | for Verification: For each type of exposed unit kitchen [and appliance] finish required, in manufacturer's standard sizes, and including the following:
|  | CCS | Operation and Maintenance Data | F
114000 |  |  | FOODSERVICE EQUIPMENT
114000 |  | SD | Include complete wiring diagrams of all power connections.
114000 |  | PD | Manufacturered Food Service Equipment
114000 |  | PD | Fabricated Equipment
114000 |  | PD | Exhaust Hoods
114000 |  | PD | Final Pressure System
114000 |  | PD | Utility Distribution System
114000 |  | PD | List of Equipment
114000 |  | PD | Miscellaneous Materials
114000 |  | SAM | Initial Selection: For units with factory-applied color finishes, or to demonstrate fabrication methods requested in PART 2 – PRODUCTS, where noted
114000 |  | SAM | for Verification: For each factory-applied color finish required, in manufacturer's standard sizes.
114000 |  | CCS | Operation and Maintenance Data
114100 |  |  | WALK-IN BOX AND REFRIGERATION SYSTEM
114100 |  | SD | Full detailed drawings including plans, elevations, sections, roughing-in dimensions, fabrication details, utility service requirements, and attachments to other work; and complete wiring diagrams of all power connections and control wiring.
114100 |  | SD | Detail floor assembly systems.
114100 |  | PD | Prefabricated walk-in Refrigerated Boxes and Standard Doors
114100 |  | PD | Specialty Doors
114100 |  | PD | Air Pressure Relief Vents - Boxes Below 33 Degrees
114100 |  | PD | Refrigeration System
114100 |  | PD | Temperature Alarms
114100 |  | PD | Design Formation
114100 |  | SAM | Initial Selection: For units with factory-applied color finishes.
114100 |  | SAM | for Verification: For each factory-applied color finish required, in manufacturer's standard sizes.
114100 |  | CCS | Operation and Maintenance Data: | F
114100 |  | CCS | Product Schedule | F
115123 |  |  | LIBRARY STACK SYSTEMS
115123 |  | SD | Full detailed drawings including plans, elevations, sections, and details.
115123 |  | PD | Steel-Bracket Shelving
115123 |  | PD | Wood-Case Shelving
115123 |  | PD | Steel-Case Shelving
115123 |  | PD | Steel Four-Post Shelving
115123 |  | PD | Wood Materials
115123 |  | PD | Accessories
115123 |  | SAM | For each exposed product and for each color and texture specified.
115123 |  | SAM | Initial Selection: For units with factory-applied finishes.
115123 |  | SAM | Verification - Flat Shelving
115123 |  | SAM | Verification - Each type of specialized shelving
115123 |  | SAM | Verification - End Panels
115123 |  | SAM | Verification - Top Panels
115123 |  | QCS | Seismic Design Calculations
115123 |  | QCS | Qualification Data: For Installer.
115123 |  | QCS | Sample Warranty
115123 |  | QCS | Maintenance Material Submittals
115123 |  | CCS | Maintenance Data
115213 |  |  | PROJECTION SCREENS
115213 |  | SD | Full detailed drawings of front-projection screens.
115213 |  | PD | Manually Operated, Front-Projection Screens
115213 |  | PD | Electrically Operated, Front-Projection Screens
115213 |  | SAM | Initial Selection: For each type of exposed finish.
115213 |  | SAM | Verification - For each type of exposed finish, in manufacturer's standard sizes.
115213 |  | QCS | Product Schedule
115213 |  | CCS | Maintenance Data
115213-19 |  |  | REAR PROJECTION SCREENS
115213-19 |  | PACK | Provide all submittals, except samples and closeout submittals, as a single submittal package.
115213-19 |  | SD | Full detailed drawings for rigid rear-projection screens.
115213-19 |  | SD | Full detailed drawings for electrically operated, flexible rear-projection screens.
115213-19 |  | PD | Rigid Rear-Projection Screens
115213-19 |  | PD | Electrically Operated, Flexible Rear-Projection Screens
115213-19 |  | SAM | Initial Selection: For each type of exposed finish.
115213-19 |  | SAM | Verification - For each type of exposed finish, in manufacturer's standard sizes.
115213-19 |  | QCS | Product Schedule
115213-19 |  | CCS | Maintenance Data
115313 |  |  | LABORATORY FUME HOODS
115313 |  | PACK | Provide all submittals, except samples and closeout submittals, as a single submittal package.
115313 |  | SD | Full detailed drawings for laboratory fume hoods.
115313 |  | PD | Fume Hoods
115313 |  | PD | Fume Hood Base Cabinets, Base Stands, Work Tops, Troughs, Sinks and Service Fittings
115313 |  | PD | Accessories
115313 |  | SAM | For fume hood exterior finishes interior lining epoxy sinks epoxy work tops and phenolic-composite work tops.
115313 |  | QCS | Delegated-Design Submittal
115313 |  | QCS | Product Test Reports
115313 |  | QCS | Source Quality-Control Reports
115313 |  | QCS | Field Quality-Control Reports
115313 |  | QCS | Maintenance Material Submittals
116123 |  |  | FOLDING AND PORTABLE STAGES
116123 |  | SD | Full detailed drawings for folding and portable stage platforms risers and acoustical-shell systems.
116123 |  | PD | Stage Platforms
116123 |  | PD | Seating-Platform Risers
116123 |  | PD | Standing Choral Risers
116123 |  | PD | Acoustical-Shell Systems
116123 |  | PD | Accessories
116123 |  | SAM | Initial Selection: For each type of exposed finish, color and texture required.
116123 |  | SAM | Initial Selection: Drapery Fabric
116123 |  | SAM | Initial Selection: Acoustical-Shells
116123 |  | SAM | Verification - Platform Surface
116123 |  | SAM | Verification - Drapery Fabric
116123 |  | SAM | Verification - Acoustical-Shell Material
116123 |  | QCS | Product Certificates
116123 |  | CCS | Operation and Maintenance Data
116143 |  |  | STAGE CURTAINS
116143 |  | PACK | Provide all submittals, except samples, coordination drawings, and closeout submittals, as a single submittal package.
116143 |  | SD | Full detailed drawings for each installation and for special components not dimensioned or detailed in manufacturer's product data.
116143 |  | SD | Coordination Drawings
116143 |  | SD | Wiring Diagrams
116143 |  | PD | Draw-Curtain Machines
116143 |  | PD | Tracks
116143 |  | PD | Stage-Curtain Systems
116143 |  | PD | Curtain Fabrics
116143 |  | PD | Lining
116143 |  | PD | Curtain-Bottom Weights
116143 |  | PD | Curtain Fabrication
116143 |  | PD | Scrims and Drops
116143 |  | PD | Curtain Accessories
116143 |  | PD | Aluminum Curtain Track
116143 |  | PD | Steel Curtain Track
116143 |  | PD | Curtain Rigging
116143 |  | SAM | Initial Selection: For each type of stage curtain indicated.
116143 |  | SAM | Verification - Minimum 12-inch by 12-inch- section of each fabric from dye lot to be used for the Work, with specified treatments applied.
116143 |  | QCS | Delegated-Design Submittal
116143 |  | QCS | Qualification Data: For Installer.
116143 |  | QCS | Product Certificates
116143 |  | QCS | Sample Warranty
116143 |  | CCS | Operation and Maintenance Data
116623 |  |  | GYMNASIUM EQUIPMENT
116623 |  | SD | Full detailed drawings for gymnasium equipment.
116623 |  | SD | Coordination Drawings
116623 |  | SD | Setting Drawings
116623 |  | PD | Basketball Equipment
116623 |  | PD | Volleyball Equipment
116623 |  | PD | Badminton Equipment
116623 |  | PD | Exercise Equipment
116623 |  | PD | Safety Pads
116623 |  | SAM | Initial Selection: For each type of gymnasium equipment.
116623 |  | SAM | Verification - Basketball Net
116623 |  | SAM | Verification - Volleyball/Badminton Net
116623 |  | SAM | Verification - Volleyball/Badminton Floor Insert
116623 |  | SAM | Verification - Volleyball/Badminton Post Standard
116623 |  | SAM | Verification - Pad Fabric
116623 |  | QCS | Qualification Data
116623 |  | QCS | Product Certificates
116623 |  | QCS | Field Quality-Control Reports
116623 |  | QCS | Sample Warranty
116623 |  | CCS | Operation and Maintenance Data | F
116653 |  |  | GYMNASIUM DIVIDERS
116653 |  | SD | Full detailed drawings for gymnasium dividers.
116653 |  | SD | Coordination Drawings
116653 |  | PD | Walk-Draw Divider Systems
116653 |  | PD | Fold-Up Divider Systems
116653 |  | PD | Radius-Fold Divider Systems
116653 |  | PD | Peak-Fold Divider Systems
116653 |  | PD | Roll-Up Divider Systems
116653 |  | PD | Top-Roll Divider Systems
116653 |  | PD | Center-Drive Divider Systems
116653 |  | PD | Electric Operators
116653 |  | PD | Divider Curtains
116653 |  | PD | Divider System Accessories
116653 |  | PD | Support Materials and Fasteners
116653 |  | SAM | Initial Selection: For each type of gymnasium divider curtain fabric.
116653 |  | SAM | Verification - For divider curtain fabrics, not less than 12 inches square of mesh and of solid fabric.
116653 |  | QCS | Qualification Data: For Installer.
116653 |  | QCS | Product Certificates
116653 |  | QCS | Sample Warranty
116653 |  | CCS | Operation and Maintenance Data
116800 |  |  | PLAY FIELD EQUIPMENT AND STRUCTURES
116800 |  | SD | Full detailed drawings for each type of playground equipment.
116800 |  | PD | Freestanding Playground Equipment
116800 |  | PD | Composite Playground Equipment
116800 |  | PD | Wood-Preservative-Treated Materials
116800 |  | PD | Cast-In-Place Concrete
116800 |  | SAM | Initial Selection: For each type of exposed finish.
116800 |  | SAM | Verification - Posts and Rails
116800 |  | SAM | Verification - Platforms
116800 |  | SAM | Verification - Molded Plastic
116800 |  | SAM | Verification - Accessories
116800 |  | QCS | Qualification Data: For Installer, manufacturer and testing agency.
116800 |  | QCS | Product Certificates
116800 |  | QCS | Material Certificates
116800 |  | QCS | Field Quality-Control Reports
116800 |  | QCS | Sample Warranty
116800 |  | CCS | Maintenance Data
117300 |  |  | PATIENT CARE EQUIPMENT
117300 |  | SD | Plans, elevations, sections, and details.
117300 |  | SD | Coordination Drawings
117300 |  | PD | Ceiling-Mounted Patient-Lift Systems
117300 |  | PD | IV Tracks, Carriers, and Bottle Holders
117300 |  | PD | Patient-Bed Locators
117300 |  | PD | Patient-Bed Service Walls
117300 |  | SAM | For each exposed product, color and texture specified.
117300 |  | SAM | Initial Selection: For each type of exposed finish.
117300 |  | SAM | Verification - For each type of product required.
117300 |  | QCS | Product Schedule
117300 |  | QCS | Delegated-Design Submittal
117300 |  | QCS | Field Quality-Control Reports
117300 |  | CCS | Operation and Maintenance Data
118226 |  |  | FACILITY WASTE COMPACTORS
118226 |  | PACK | Provide all submittals, except field quality control reports and closeout submittals, as a single submittal package.
118226 |  | SD | Full detailed drawings for each waste compactor and for special components not dimensioned or detailed in manufacturer's product data.
118226 |  | PD | Facility Waste Compactors
118226 |  | QCS | Qualification Data: For Installer.
118226 |  | QCS | Product Certificates
118226 |  | QCS | Field Quality-Control Reports
118226 |  | CCS | Operation and Maintenance Data

## Div.12
SUBMITTALS FOR APPROVAL |  |  |  | Send to: | Critical Submittals | Contractor's Projected Dates Allow at least 4 weeks for Approval (allows time for any resubmission)
Spec Section | Sub Section | Type | Description | F | Mark "X" for all that apply | Projected Transmittal Date: | Projected Approval Date: | Projected Delivery Date:
F/O
D
122413 |  |  | ROLLER WINDOW SHADES
122413 |  | SD | Fabrication and installation details for roller shades.
122413 |  | PD | Manually Operated Shades with Single Rollers
122413 |  | PD | Manually Operated Shades with Double Rollers
122413 |  | PD | Manually Operated Skylight Roller Shades
122413 |  | PD | Motor-Operated, Single-Roller Shades
122413 |  | PD | Motor-Operated, Double-Roller Shades
122413 |  | PD | Motor-Operated, Skylight Roller Shades
122413 |  | PD | Shadeband Materials
122413 |  | SAM | Initial Selection: For each type and color of shadeband material.
122413 |  | SAM | Verification - For each type of roller shade.
122413 |  | QCS | Product Schedule
122413 |  | QCS | Qualification Data: For Installer.
122413 |  | QCS | Product Certificates
122413 |  | QCS | Product Test Reports
122413 |  | QCS | Maintenance Material Submittals
122413 |  | CCS | Operation and Maintenance Data | F
123213 |  |  | MANUFACTURED WOOD-VENEER-FACED CASEWORK
123213 |  | SD | Full detailed drawings for wood-veneer-faced casework.
123213 |  | PD | General Requirements for Casework
123213 |  | PD | Wood-Veneer-Faced Casework
123213 |  | PD | Casework Hardware and Accessories
123213 |  | SAM | Initial Selection: For casework and hardware finishes.
123213 |  | SAM | Verification - Casework Finishes
123213 |  | SAM | Verification - Base Cabinet
123213 |  | SAM | Verification - Wall Cabinet
123213 |  | SAM | Verification - Full-Size Samples
123213 |  | QCS | Qualification Data: For casework manufacturer and Installer.
123213 |  | QCS | Sample Warranty
123213 |  | QCS | Keying Schedule
123213 |  | QCS | Field Quality-Control Reports
123213 |  | QCS | Maintenance Material Submittals
123213 |  | CCS | Quality Standard Compliance Certificates | F
123216 |  |  | MANUFACTURED PLASTIC-LAMINATE-CLAD CASEWORK
123216 |  | SD | Full detailed drawings for plastic-laminate-clad casework.
123216 |  | PD | General Requirements for Casework
123216 |  | PD | Plastic Laminate-Clad Casework
123216 |  | PD | Casework Hardware and Accessories
123216 |  | SAM | Initial Selection: For casework and hardware finishes.
123216 |  | SAM | Verification - Plastic Laminates
123216 |  | SAM | Verification - Thermally Fused Laminate Panels
123216 |  | SAM | Verification - Base Cabinet
123216 |  | SAM | Verification - Wall Cabinet
123216 |  | SAM | Verification - Full-Size Samples
123216 |  | QCS | Keying Schedule
123216 |  | QCS | Qualification Data: For casework manufacturer and Installer.
123216 |  | QCS | Sample Warranty
123216 |  | QCS | Field Quality-Control Reports
123216 |  | QCS | Maintenance Material Submittals
123216 |  | CCS | Quality Standard Compliance Certificates | F
123553.13 |  |  | METAL LABORATORY CASEWORK
123553.13 |  | SD | Full detailed drawings for laboratory casework.
123553.13 |  | PD | Casework, General
123553.13 |  | PD | Metal Casework Materials
123553.13 |  | PD | Auxiliary Cabinet Materials
123553.13 |  | PD | Cabinet Hardware
123553.13 |  | PD | Countertop, Tabletop, Shelf, Trough and Sink Materials
123553.13 |  | PD | Metal Cabinets and Tables
123553.13 |  | PD | Laboratory Casework System
123553.13 |  | PD | Countertops, Tabletops, Shelves, Troughs and Sinks
123553.13 |  | PD | Laboratory Accessories
123553.13 |  | PD | Water and Laboratory Gas Service Fittings
123553.13 |  | PD | Electrical And Communication Service Fittings
123553.13 |  | SAM | Initial Selection: For casework finishes and materials requiring color selection.
123553.13 |  | SAM | Verification - For each type of casework, exposed-hardware, and countertop-material finish, in manufacturer's standard sizes.
123553.13 |  | QCS | Qualification Data: For manufacturer.
123553.13 |  | QCS | Product Test Reports
123553.13 |  | QCS | Keying Schedule
123553.13 |  | QCS | Delegated Design Submittal
123553.13 |  | QCS | Maintenance Material Submittals
123553.16 |  |  | PLASTIC-LAMINATE-CLAD LABORATORY CASEWORK
123553.16 |  | SD | Full detailed drawings for laboratory casework.
123553.16 |  | PD | Casework, General
123553.16 |  | PD | Plastic-Laminate Cabinets
123553.16 |  | PD | Plastic-Laminate Cabinet Materials
123553.16 |  | PD | Auxiliary Cabinet Materials
123553.16 |  | PD | Cabinet Hardware
123553.16 |  | PD | Countertop, Shelf, Trough and Sink Materials
123553.16 |  | PD | Countertops, Shelves, Troughs and Sinks
123553.16 |  | PD | Laboratory Accessories
123553.16 |  | PD | Water and Laboratory Gas Service Fittings
123553.16 |  | PD | Electrical and Communication Service Fittings
123553.16 |  | SAM | Initial Selection: For plastic laminate and other materials requiring color selection.
123553.16 |  | SAM | Verification - For each type of casework, exposed-hardware, and countertop-material finish, in manufacturer's standard sizes.
123553.16 |  | QCS | Keying Schedule
123553.16 |  | QCS | Delegated Design Submittal
123553.16 |  | QCS | Qualification Data: For manufacturer.
123553.16 |  | QCS | Product Test Reports
123553.19 |  |  | WOOD LABORATORY CASEWORK
123553.19 |  | SD | Full detailed drawings for laboratory casework.
123553.19 |  | PD | Casework, General
123553.19 |  | PD | Wood Casework
123553.19 |  | PD | Wood Cabinet and Table Materials
123553.19 |  | PD | Auxiliary Cabinet Materials
123553.19 |  | PD | Cabinet Hardware
123553.19 |  | PD | Countertop, Tabletop, Shelf, Trough and Sink Materials
123553.19 |  | PD | Wood Cabinet and Table Fabrication
123553.19 |  | PD | Laboratory Casework System
123553.19 |  | PD | Countertops, Tabletops, Shelves, Troughs and Sinks
123553.19 |  | PD | Laboratory Accessories
123553.19 |  | PD | Water and Laboratory Gas Service Fittings
123553.19 |  | PD | Electrical and Communication Service Fittings
123553.19 |  | SAM | Initial Selection: For casework finishes and materials requiring color selection.
123553.19 |  | SAM | Verification - For each type of casework, exposed-hardware, and countertop-material finish, in manufacturer's standard sizes.
123553.19 |  | QCS | Keying Schedule
123553.19 |  | QCS | Delegated Design Submittal
123553.19 |  | QCS | Qualification Data: For manufacturer.
123553.19 |  | QCS | Product Test Reports
123553.19 |  | QCS | Maintenance Material Submittals
123570 |  |  | HEALTHCARE CASEWORK
123570 |  | SD | Full detailed drawings for healthcare casework.
123570 |  | PD | Stainless Steel Healthcare Casework
123570 |  | PD | Enameled-Steel Healthcare Casework
123570 |  | PD | Glazing
123570 |  | PD | Pegboards
123570 |  | PD | Casework Hardware
123570 |  | PD | Casework Fabrication
123570 |  | PD | Specialty Cabinets
123570 |  | SAM | Initial Selection: For casework and hardware finishes.
123570 |  | SAM | Verification - Hardware Finishes
123570 |  | SAM | Verification - Base Cabinet
123570 |  | SAM | Verification - Wall Cabinet
123570 |  | SAM | Verification - Full-Size Samples
123570 |  | QCS | Keying Schedule
123570 |  | QCS | Delegated Design Submittal
123570 |  | QCS | Maintenance Material Submittals
123616 |  |  | METAL COUNTERTOPS
123616 |  | SD | Full detailed drawings for metal fabrication.
123616 |  | PD | Countertops
123623.13 |  |  | PLASTIC-LAMINATE-CLAD COUNTERTOPS
123623.13 |  | SD | Full detailed drawings for plastic-laminate-clad countertops.
123623.13 |  | PD | Plastic-Laminate-Clad Countertops
123623.13 |  | PD | Wood Materials
123623.13 |  | PD | Fire-Retardant-Treated Materials
123623.13 |  | PD | Accessories
123623.13 |  | PD | Miscellaneous Materials
123623.13 |  | SAM | Initial Selection: For plastic laminates.
123623.13 |  | SAM | Verification - Plastic Laminates
123623.13 |  | SAM | Verification - Wood-Grain Plastic Laminates
123623.13 |  | SAM | Verification - Fabrication Sample
123623.13 |  | QCS | Qualification Data: For Installer and fabricator.
123623.13 |  | QCS | Product Certificates
123623.13 |  | QCS | Quality Standard Compliance Certificates
123623.13 |  | QCS | Evaluation Reports
123640 |  |  | STONE COUNTERTOPS
123640 |  | SD | Full detailed drawings including plans, sections, details, and attachments to other work.
123640 |  | PD | Granite
123640 |  | PD | Marble
123640 |  | PD | Serpentine
123640 |  | PD | Slate
123640 |  | PD | Other Stone
123640 |  | PD | Adhesives, Grout, Sealants and Stone Accessories
123640 |  | PD | Stone Fabrication, General
123640 |  | PD | Stone Countertops
123640 |  | SAM | Verification - For each stone type indicated.
123640 |  | QCS | Qualification Data: For fabricator.
123640 |  | QCS | Material Test Reports
123640 |  | CCS | Maintenance Data | F
123661.16 |  |  | SOLID SURFACING COUNTERTOPS
123661.16 |  | SD | Full detailed drawings for countertops.
123661.16 |  | PD | Countertop Materials
123661.16 |  | PD | Sinks
123661.16 |  | SAM | Initial Selection: For each type of material exposed to view.
123661.16 |  | SAM | Verification - Countertop Material
123661.16 |  | SAM | Verification - Wood Trim
123661.16 |  | SAM | Verification - One full-size solid surface material countertop, with front edge and backsplash.
123661.16 |  | QCS | Qualification Data: For fabricator.
123661.16 |  | CCS | Maintenance Data | F
124813 |  |  | ENTRANCE FLOOR MATS AND FRAMES
124813 |  | SD | Full detailed drawings of mats and frames.
124813 |  | PD | Entrance Floor Mats and Frames, General
124813 |  | PD | Roll-Up Rail Mats
124813 |  | PD | Resilient Entrance Mats
124813 |  | PD | Resilient -Tile Entrance Mats
124813 |  | PD | Frames
124813 |  | PD | Concrete Fill and Grout Materials
124813 |  | PD | Fabrication
124813 |  | PD | Aluminum Finishes
124813 |  | PD | Copper-Alloy (Bronze) Finishes
124813 |  | SAM | Floor Mat
124813 |  | SAM | Tread Rail
124813 |  | SAM | Frame Members
124813 |  | QCS | Maintenance Material Submittals
124813 |  | CCS | Maintenance Data
124816 |  |  | ENTRANCE FLOOR GRILLES
124816 |  | SD | Full detailed drawings of grilles.
124816 |  | PD | Entrance Floor Grilles, General
124816 |  | PD | Floor Grilles
124816 |  | PD | Frames
124816 |  | PD | Support System
124816 |  | PD | Drain Pans
124816 |  | SAM | Floor Grilles
124816 |  | SAM | Frame Members
124816 |  | CCS | Maintenance Data | F
125500 |  |  | DETENTION FURNITURE
125500 |  | SD | Full detailed drawings for detention furniture.
125500 |  | PD | Detention Bunks
125500 |  | PD | Detention Mattresses
125500 |  | PD | Detention Desks
125500 |  | PD | Detention Tables
125500 |  | PD | Detention Seating
125500 |  | PD | Security Fasteners
125500 |  | PD | Security Sealants
125500 |  | PD | Accessories
125500 |  | SAM | Initial Selection: For detention furniture with factory-applied color finishes.
125500 |  | SAM | Verification - For each type of detention furniture indicated.
125500 |  | QCS | Welding Certificates
125500 |  | QCS | Examination Reports
125500 |  | QCS | Anchor Inspection Reports
125500 |  | QCS | Field Quality-Control Reports
125500 |  | QCS | Maintenance Material Submittals
125500 |  | CCS | Maintenance Data | F
126100 |  |  | FIXED AUDIENCE SEATING
126100 |  | SD | Full detailed drawings for seating.
126100 |  | PD | Fixed Audience Seating
126100 |  | PD | Lecture-Hall Tables
126100 |  | SAM | Initial Selection: For each type of exposed color, finish, texture, and pattern indicated.
126100 |  | SAM | Verification - For each type of exposed finish required.
126100 |  | QCS | Product Certificates
126100 |  | QCS | Material Certificates
126100 |  | QCS | Field Quality-Control Reports
126100 |  | QCS | Sample Warranty
126100 |  | QCS | Maintenance Material Submittals
126100 |  | CCS | Operation and Maintenance Data | F
126600 |  |  | TELESCOPING STANDS
126600 |  | SD | Full detailed drawings for telescoping stands in both stacked and extended positions.
126600 |  | PD | Telescoping Stands
126600 |  | PD | Components
126600 |  | PD | Accessories
126600 |  | SAM | Initial Selection: For each type of exposed product, color and texture required.
126600 |  | SAM | Verification - Decking
126600 |  | SAM | Verification - Metal Components
126600 |  | SAM | Verification - Seating Material
126600 |  | SAM | Verification - Seal Unit
126600 |  | SAM | Verification - Upholstery Fabric
126600 |  | SAM | Signage
126600 |  | QCS | Company Field Advisor Data
126600 |  | QCS | Certificate: Affidavit required under Quality Assurance Article
126600 |  | QCS | Qualification Data: For Installer.
126600 |  | QCS | Welding Certificates
126600 |  | QCS | Product Certificates
126600 |  | QCS | Material Certificates
126600 |  | QCS | Field Quality-Control Reports
126600 |  | CCS | Operation and Maintenance Data | F

## Div.13
SUBMITTALS FOR APPROVAL |  |  |  | Send to: | Critical Submittals | Contractor's Projected Dates Allow at least 4 weeks for Approval (allows time for any resubmission)
Spec Section | Sub Section | Type | Description | F | Mark "X" for all that apply | Projected Transmittal Date: | Projected Approval Date: | Projected Delivery Date:
F/O
D
132001 |  |  | PROTECTION PADDING SYSTEM
132001 |  | PACK | Submit the shop drawings, product data, and samples specified below at the same time as a package
132001 |  | SD | Show fabrication details, locations and sizes of vertical panels
132001 |  | PD | Resinous Material
132001 |  | PD | Sealant
132001 |  | PD | Finish Coat
132001 |  | PD | Oriented Strand Board
132001 |  | PD | Primer
132001 |  | PD | Aluminum Edge Trim
132001 |  | PD | Fasteners - Bolts, Nuts, Washers, Lags, and Screws
132001 |  | PD | Fasteners - Anchors
132001 |  | PD | Fasteners - Self Threading Masonry Screws
132001 |  | PD | Fasteners - Powder Actuated Fasteners
132001 |  | SAM | Protection Padding Adhered to OSB Backing
132001 |  | SAM | Resinous Material
132001 |  | SAM | Sealant
132001 |  | SAM | Finish Coat
132001 |  | SAM | Primer
132001 |  | SAM | Fasteners and Anchors:
132001 |  | CCS | Maintenance Data - 2 copies | F
132001 |  | CCS | Extra Materials: Furnish one quart each of primer, resinous material, sealant, and finish coat for repairing the protection padding system | F
132126 |  |  | COLD STORAGE ROOMS
132126 |  | SD | Indicate layout, room dimensions, materials, components, fasteners, doors, hardware, equipment, finishes, method of installation and assembly, panel placement, supplementary support or bracing, controls, and service rough-in.
132126 |  | PD | Hardware
132126 |  | PD | Fixtures
132126 |  | PD | Joint Details
132126 |  | PD | Refrigeration System
132126 |  | PD | Electrical and Piped Service Connection Capacities
132126 |  | SAM | 2 samples illustrating panel finish hardware
132126 |  | SAM | 2 samples illustrating panel construction, corner and joint conditions
132126 |  | QCS | Manufacturer's Certificate
132126 |  | QCS | Product Cost Data
132126 |  | CCS | Operation and Maintenance Data
132126 |  | CCS | Manufacturer Warranty
132700 |  |  | VAULTS
132700 |  | SD | Full detailed drawings for modular vault assemblies.
132700 |  | PD | Burglary-Resistance-Rated Modular Vaults
132700 |  | PD | Fire-Resistance-Rated Modular Vaults
132700 |  | SAM | For each exposed product, color and texture specified, in manufacturer's standard sizes.
132700 |  | SAM | Initial Selection: For each unit with factory-applied finishes.
132700 |  | SAM | Verification - For each type of exposed finish in manufacturer's standard sizes.
132700 |  | QCS | Delegated-Design Submittal
132700 |  | QCS | Qualification Data: For Installer.
132700 |  | QCS | Welding Certificates
132700 |  | QCS | Product Certificates
132700 |  | QCS | Product Test Reports
132700 |  | QCS | Field Quality-Control Reports
132700 |  | CCS | Operation and Maintenance Data
132701 |  |  | VAULT DOORS AND DAY GATES
132701 |  | SD | Show application to project
132701 |  | PD | Vault Doors
132701 |  | PD | Frames
132701 |  | PD | Day Gate
132701 |  | SAM | Manufacturer’s standard finishes
132701 |  | SAM | Manufacturer’s standard color
132701 |  | CCS | Operation and Maintenance Data - 2 copies | F
133419 |  |  | METAL BUILDING SYSTEMS
133419 |  | SD | Anchor-Rod Plans
133419 |  | SD | Structural-Framing Drawings
133419 |  | SD | Metal Roof and Wall Panel Layout Drawings
133419 |  | SD | Accessory Drawings
133419 |  | PD | Structural-Steel Framing
133419 |  | PD | Metal Roof Panels
133419 |  | PD | Metal Wall Panels
133419 |  | PD | Foamed-Insulation-Core Metal Wall Panels
133419 |  | PD | Metal Soffit Panels
133419 |  | PD | Thermal Insulation
133419 |  | PD | Personnel Doors and Frames
133419 |  | PD | Horizontal Sliding Doors
133419 |  | PD | Windows
133419 |  | PD | Translucent Panels
133419 |  | PD | Accessories
133419 |  | EPD | Environmental Product Declaration
133419 |  | SAM | Initial Selection: For units with factory-applied finishes.
133419 |  | SAM | Verification - Panels
133419 |  | SAM | Verification - Flashing and Trim
133419 |  | SAM | Verification - Vapor-Retarder Facings
133419 |  | SAM | Verification - Windows
133419 |  | SAM | Verification - Accessories
133419 |  | QCS | Door Schedule
133419 |  | QCS | Delegated-Design Submittal
133419 |  | QCS | Qualification Data: For erector, manufacturer and land surveyor.
133419 |  | QCS | Welding Certificates
133419 |  | QCS | Letter of Design Certification
133419 |  | QCS | Erector Certificates
133419 |  | QCS | Material Test Reports
133419 |  | QCS | Source Quality-Control Reports
133419 |  | QCS | Field Quality-Control Reports
133419 |  | QCS | Surveys
133419 |  | QCS | Sample Warranties
133419 |  | CCS | Maintenance Data | F
133423 |  |  | RECTANGULAR SALT STORAGE STRUCTURE
133423 |  | PACK | Pre-Award - Design drawings indicating in detail all features of the proposed structure
133423 |  | PACK | Pre-Award - Complete set of specifications specifying all materials to be provided in the proposed structure and the installation of all the materials
133423 |  | PACK | Pre-Award -Complete and extensive set of calculations for the entire structure
133423 |  | PACK | Pre-Award - Quality Assurance Qualifications
133424 |  | PACK | Pre-Award - Quality Control Qualifications
133423 |  | QCS | Test Report - Moisture, temperature and fabrication inspection reports, for all main material - 3 copies
133423 |  | CCS | Special Warranty is extended to 2 years for the salt storage structure | F
133423 |  | CCS | Special Warranty: | F
133423 |  | CCS | Manufacturer's Warranty | F
133423.16 |  |  | FABRICATED CONTROL BOOTHS
133423.16 |  | SD | Full detailed drawings for control booths.
133423.16 |  | PD | Fabricated Steel Control Booths
133423.16 |  | PD | Fabricated Aluminum Control Booths
133423.16 |  | SAM | For each exposed product and for each color and texture specified.
133423.16 |  | SAM | Initial Selection: For each type of exposed finish.
133423.16 |  | SAM | Verification - For each type of exposed finish in manufacturer's standard sizes.
133423.16 |  | CCS | Maintenance Data
133423.16 |  | CCS | Special Warranty
133424 |  |  | DOME SALT STORAGE STRUCTURE
133424 |  | PACK | Pre-Award - Design drawings indicating in detail all features of the proposed structure
133424 |  | PACK | Pre-Award - Complete set of specifications specifying all materials to be provided in the proposed structure and the installation of all the materials
133424 |  | PACK | Pre-Award - Complete and extensive set of calculations for the entire structure
133424 |  | PACK | Pre-Award - Quality Assurance Qualifications
133424 |  | PACK | Pre-Award - Quality Control Qualifications
133424 |  | PD | Dome Materials
133424 |  | PD | Roller Curtain Door Materials
133424 |  | PD | Stainless Steel Conveyor
133424 |  | PD | Stainless Steel Truck Unloading Convey
133424 |  | PD | Conveyor Motor Control Center
133424 |  | QCS | Test Report - Moisture, temperature and fabrication inspection reports, for all main material - 3 copies
133424 |  | CCS | Special Warranty is extended to 2 years for the salt storage structure | F
133424 |  | CCS | Manufacturer's Warranty | F
134713 |  |  | CATHODIC PROTECTION
134713 |  | SD | Full detailed drawings for cathodic protection.
134713 |  | SD | Coordination Drawings
134713 |  | PD | Magnesium Anodes, Type II
134713 |  | PD | Magnesium/Manganese Alloy Anodes
134713 |  | PD | Zinc Anodes for Buried Service, Type Z-1
134713 |  | PD | Permanent Reference Electrodes
134713 |  | PD | Wire and Cable
134713 |  | PD | Test Stations
134713 |  | PD | Sealing, Potting, and Dielectric Compounds
134713 |  | PD | Exothermic Welding Materials
134713 |  | PD | Coating Repair Materials
134713 |  | QCS | Delegated Design Submittal
134713 |  | QCS | Qualification Data: For qualified professional engineer.
134713 |  | QCS | Field Quality-Control Reports
134713 |  | QCS | Warranty
134713 |  | CCS | Operation and Maintenance Data
134900 |  |  | RADIATION PROTECTION
134900 |  | SD | Show layout of radiation-protected areas, indicating lead thickness or lead equivalence of components.
134900 |  | SD | Coordination Drawings
134900 |  | PD | Lead Sheet, Strip, and Plate
134900 |  | PD | Lead Bricks
134900 |  | PD | Borated Polyethylene Sheets
134900 |  | PD | High-Density Concrete Blocks
134900 |  | PD | Lead-Lined Gypsum Board
134900 |  | PD | Lead-Lined Softwood Plywood
134900 |  | PD | Lead Glass
134900 |  | PD | Lead Glazing Plastic
134900 |  | PD | Lead-Lined Hollow-Metal Doors
134900 |  | PD | Lead-Lined Hollow-Metal Plates
134900 |  | PD | Lead-Lined Flush Wood Doors
134900 |  | PD | Lead-Lined Split-Core Wood Doors
134900 |  | PD | Lead-Lined Modular Shielding Partitions
134900 |  | PD | Informational Signs
134900 |  | PD | Door and Door Frame Fabrication
134900 |  | PD | Miscellaneous Materials
134900 |  | SAM | For units with factory-applied color finishes.
134900 |  | QCS | Product Schedule
134900 |  | QCS | Sample Warranty

## Div.14
SUBMITTALS FOR APPROVAL |  |  |  | Send to: | Critical Submittals | Contractor's Projected Dates Allow at least 4 weeks for Approval (allows time for any resubmission)
Spec Section | Sub Section | Type | Description | F | Mark "X" for all that apply | Projected Transmittal Date: | Projected Approval Date: | Projected Delivery Date:
F/O
D
140120 |  |  | ELEVATOR REHABILITATION ELEVATORS NO
140120 |  | PACK | Submit shop drawings, product data, samples, and quality control submittals at the same time as a package except: Control System As-Built Wiring Diagrams, Acceptance Test Reports and Contract Closeout Submittals.
140120 |  | SD | Machine room
140120 |  | SD | Control system wiring diagrams and sequence
140120 |  | SD | Entrance and car details
140120 |  | SD | Details of doors, frames and sills
140120 |  | SD | Control system wiring diagrams and sequence
140120 |  | SD | Isolation transformer KVA rating and calculations
140120 |  | SD | Emergency brake installation drawing seald by a licensed professional engineer
140120 |  | SD | Details of machine
140120 |  | PD | Certified motor data with calculations
140120 |  | PD | Hydraulic pump data
140120 |  | PD | Hydraulic cylinder data
140120 |  | SAM | Hoist cable
140120 |  | SAM | Governor cable
140120 |  | SAM | Travel cable
140120 |  | SAM | Stainless steel
140120 |  | SAM | Bronze
140120 |  | SAM | Access signage
140120 |  | SAM | Phase I and II procedure signage
140120 |  | SAM | Color Selection
140120 |  | QCS | Installer's Qualificatins Data
140120 |  | QCS | Test Reports - Existing elevator lift and balance Test
140120 |  | QCS | Test Reports - Acceptance Test Report
140120 |  | QCS | Test Reports - Exisitng motor test reports
140120 |  | CCS | Operation and Maintenance Data - 2 copies | F
140120 |  | CCS | Deliver all portable diagnostic keyboards and or programming tools required for service or maintenance to the Director’s Representative | F
141000 |  |  | DUMBWAITERS
141000 |  | PACK | Submit the shop drawings, product data, samples, and quality control submittals at the same time as a package except: Control System Wiring Diagrams and Test Reports
141000 |  | SD | Machine room layout
141000 |  | SD | Hoiostway sections and layouts
141000 |  | SD | Entrance and car details
141000 |  | SD | Details of doors, frames and sills
141000 |  | SD | Control system wiring diagrams
141000 |  | PD | Interlocks
141000 |  | PD | Car Gate Contact
141000 |  | PD | Limit Switches
141000 |  | PD | Guide Rails
141000 |  | PD | Beams
141000 |  | PD | Overhead and Deflector Sheaves
141000 |  | PD | Cables
141000 |  | PD | Lubricating Devices
141000 |  | PD | Car Guide Shoes
141000 |  | PD | Machine
141000 |  | PD | Motor
141000 |  | PD | Brake
141000 |  | PD | Operation and Control
141000 |  | PD | Car
141000 |  | PD | Hoistway Doors
141000 |  | PD | Counterweights
141000 |  | SAM | Hoist Cable
141000 |  | SAM | Trail Cable
141000 |  | SAM | Bronze
141000 |  | SAM | Stainless Steel Face Plate Materials
141000 |  | QCS | Installer's Qualifications data
141000 |  | QCS | Test Reports - Acceptance Test Report
141000 |  | QCS | Test Reports - Certificate of Inspection by approved insurance company
141000 |  | CCS | Operation and Maintenance Data - 2 copies | F
141000 |  | CCS | Service Availability: A fully equipped service organization capable of guaranteeing response time within 8 hours to service calls shall be available 24 hours a day, 7 days a week to service the completed Work. | F
142000 |  |  | ELEVATORS NEW INSTALLATIONS
142000 |  | PACK | Submit the shop drawings, product data, samples, and quality control submittals at the same time as a package except: Control System Wiring Diagrams and Test Reports
142000 |  | SD | Machine room
142000 |  | SD | Hoistway, sections and layouts showing reaction points with reactions
142000 |  | SD | Entrance and car details
142000 |  | SD | Details of doors, frames and sills
142000 |  | SD | Control system wiring diagrams
142000 |  | SD | Car and lobby fixture details
142000 |  | SD | Isolation transformer KVA rating and calculations
142000 |  | SD | Machine and emergency brake drawings per manufacturer's drawings
142000 |  | PD | Certified motor data with calculations
142000 |  | PD | Hydraulic pump data
142000 |  | PD | Hydraulic cylinder data
142000 |  | PD | Elevator Equipment
142000 |  | SAM | Hoist cable
142000 |  | SAM | Governor cable
142000 |  | SAM | Travel cable
142000 |  | SAM | Stainless steel
142000 |  | SAM | Bronze
142000 |  | SAM | Access signage
142000 |  | SAM | Phase I and II procedure signage
142000 |  | SAM | Color Selection
142000 |  | QCS | Installer's Qualifications Data
142000 |  | QCS | Test Reports - Acceptance Test Report
142000 |  | QCS | Certificate by the Company Field Advisor notarized certifying that the equipment meets contract requirements
142000 |  | CCS | Operation and Maintenance Data - 2 copies | F
142000 |  | CCS | Deliver all Portable diagnostic keyboards and/or programming tools | F
142000 |  | CCS | Special Manufacturer’s Warranty | F
142000 |  | CCS | Initial Maintenance Service | F
144216 |  |  | VERTICAL WHEELCHAIR LIFT
144216 |  | PACK | Submit the shop drawings product data, samples, and quality control submittals specified at the same time as a package.
144216 |  | SD | General Layout showing required clearances.
144216 |  | PD | Vertical Wheelchair Lift
144216 |  | PD | Name, address and telephone number of nearest fully equipped service organization
144216 |  | QCS | Installer's Qualifications Data
144216 |  | CCS | Acceptance Test Report | F
144400 |  |  | SIDEWALK ELEVATOR
144400 |  | PACK | Submit the shop drawings, product data, samples, and quality control submittals at the same time as a package except: Control System Wiring Diagrams and Test Reports
144400 |  | SD | Machine Room Layout
144400 |  | SD | Hoistway sections and layouts showing reaction points with reactions.
144400 |  | SD | Entrance and car details
144400 |  | SD | Control system wiring diagrams
144400 |  | SD | Details of sidewalk door and frame
144400 |  | PD | Interlock
144400 |  | PD | Car Gate Contact
144400 |  | PD | Limit Switches
144400 |  | PD | Guide Rails
144400 |  | PD | Beams
144400 |  | PD | Overhead and Deflector Sheaves
144400 |  | PD | Cables
144400 |  | PD | Lubricating Devices
144400 |  | PD | Car Guide Shoes
144400 |  | PD | Machine
144400 |  | PD | Motor
144400 |  | PD | Brake
144400 |  | PD | Controller
144400 |  | PD | Operation and Control
144400 |  | PD | Car
144400 |  | PD | Car Safety Devices
144400 |  | PD | Bumpers
144400 |  | PD | Sidewalk Door and Frame
144400 |  | PD | Pit Ladder
144400 |  | PD | Equipment Finish
144400 |  | SAM | Hoist cable
144400 |  | SAM | Travel cable
144400 |  | QCS | Contractor Qualifications Data
144400 |  | QCS | Installer's Qualification Data
144400 |  | QCS | Test Reports
144400 |  | CCS | Maintenance Data and Operating Instructions
144501 |  |  | SURFACE MOUNTED VEHICLE LIFTS
144501 |  | SD | Show fabrication details and connections to adjacent Work.
144501 |  | PD | Type 1 Vehicle Lift
144501 |  | PD | Type 2 Vehicle Lift
144501 |  | PD | Type 3 Vehicle Lift
144501 |  | PD | Anchor Tie Downs
144501 |  | CCS | Operation and Maintenance Data - 2 copies | F
144501 |  | CCS | Warranty | F

## Div.21
SUBMITTALS FOR APPROVAL |  |  |  | Send to: | Critical Submittals | Contractor's Projected Dates Allow at least 4 weeks for Approval (allows time for any resubmission)
Spec Section | Sub Section | Type | Description | F | Mark "X" for all that apply | Projected Transmittal Date: | Projected Approval Date: | Projected Delivery Date:
F/O
D
210517 |  |  | SLEEVES AND SLEEVE SEALS FOR FIRE-SUPPRESSION PIPING JRA
210517 |  | PD | Sleeves
210517 |  | PD | Stack-Sleeve Fittings
210517 |  | PD | Sleeve-Seal Systems
210517 |  | PD | Sleeve-Seal Fittings
210517 |  | PD | Grout
210517 |  | PD | Silicone Sealants
210517 |  | EPD | Environmental Product Declaration
210517 |  | QCS | Field Quality-Control Reports
210518 |  |  | ESCUTCHEONS FOR FIRE-SUPPRESION PIPING
210518 |  | PD | Escutcheons
210518 |  | PD | Floor Plates
210523 |  |  | GENERAL-DUTY VALVES FOR WATER-BASED FIRE-SUPPRESSION PIPING JRA
210523 |  | PD | Two-Piece Valves with Indicators
210523 |  | PD | Bronze Butterfly Valves with Indicators
210523 |  | PD | Iron Butterfly Valves with Indicators
210523 |  | PD | Check Valves
210523 |  | PD | Bronze OS&Y Gate Valves
210523 |  | PD | Iron OS&Y Gate Valves
210523 |  | PD | NRS Gate Valves
210523 |  | PD | Trim and Drain Valves
210524 |  |  | BACKFLOW PREVENTERS
210524 |  | SD | Full detailed drawings for backflow preventers.
210524 |  | PD | Backflow Preventer
210524 |  | PD | Equipment Nameplates and Signs
210524 |  | PD | Field Quality Control
210524 |  | QCS | Field Quality-Control Reports
210524 |  | QCS | Forward Flow Test Completion
210524 |  | CCS | Operation and Maintenance Data | F
210533 |  |  | HEAT TRACING FOR FIRE-SUPPRESION PIPING
210533 |  | PD | Two-Piece Ball Valves with Indicators
210533 |  | PD | Bronze Butterfly Valves with Indicators
210533 |  | PD | Iron Butterfly Valves with Indicators
210533 |  | PD | Check Valves
210533 |  | PD | Bronze OS&Y Gate Valves
210533 |  | PD | Iron OS&Y Gate Valves
210533 |  | PD | NRS Valves
210533 |  | PD | Trim and Drain Valves
210548 |  |  | VIBRATION AND SEISMIC CONTROLS FOR FIRE-SUPPRESION PIPING AND EQUIPMENT
210548 |  | SD | Coordination Drawings
210548 |  | PD | Elastomeric Isolation Pads
210548 |  | PD | Elastomeric Isolation Mounts
210548 |  | PD | Restrained Elastomeric Isolation Mounts
210548 |  | PD | Pipe-Riser Resilient Support
210548 |  | PD | Resilient Pipe Guides
210548 |  | PD | Elastomeric Hangers
210548 |  | PD | Snubbers
210548 |  | PD | Restraint Channel Bracings
210548 |  | PD | Seismic-Restraint Accessories
210548 |  | PD | Mechanical Anchor Bolts
210548 |  | PD | Adhesive Anchor Bolts
210548 |  | QCS | Delegated-Design Submittal
210548 |  | QCS | Qualification Data: For professional Director's Representative and testing agency.
210548 |  | QCS | Welding Certificates
210548 |  | QCS | Field Quality-Control Reports
210548.13 |  |  | VIBRATION CONTROLS FOR FIRE-SUPPRESION PIPING AND EQUIPMENT
210548.13 |  | SD | Coordination Drawings
210548.13 |  | PD | Elastomeric Isolation Pads
210548.13 |  | PD | Elastomeric Isolation Mounts
210548.13 |  | PD | Restrained Elastomeric Isolation Mounts
210548.13 |  | PD | Pipe-Riser Resilient Supports
210548.13 |  | PD | Resilient Pipe Guides
210548.13 |  | PD | Elastomeric Hangers
210548.13 |  | QCS | Delegated-Design Submittal
210548.13 |  | QCS | Qualification Data: For testing agency.
210548.13 |  | QCS | Welding Certificates
210553 |  |  | IDENTIFICATION FOR FIRE-SUPPRESSION PIPING AND EQUIPMENT
210553 |  | PD | Equipment Labels
210553 |  | PD | Warning Signs and Labels
210553 |  | PD | Pipe Labels
210553 |  | PD | Stencils
210553 |  | PD | Valve Tags
210553 |  | PD | Warning Tags
210553 |  | PD | Valve Service Identification Chart Frames
210553 |  | SAM | For color, letter style, and graphic representation required for each identification material and device.
210553 |  | QCS | Equipment-Label Schedule
210553 |  | QCS | Valve Schedules
210700 |  |  | FIRE-SUPPRESSION SYSTEMS INSULATION
210700 |  | SD | Full detailed drawings for insulation.
210700 |  | PD | Insulation Materials
210700 |  | PD | Insulating Cements
210700 |  | PD | Adhesives
210700 |  | PD | Mastics and Coatings
210700 |  | PD | Lagging Adhesives
210700 |  | PD | Sealants
210700 |  | PD | Factory-Applied Jackets
210700 |  | PD | Field-Applied Fabric-Reinforcing Mesh
210700 |  | PD | Field-Applied Cloths
210700 |  | PD | Field-Applied Jackets
210700 |  | PD | Tapes
210700 |  | PD | Securements
210700 |  | PD | Corner Angles
210700 |  | SAM | Preformed Pipe Insulation Materials
210700 |  | SAM | Sheet Form Insulation Materials
210700 |  | SAM | Jacket Materials for Pipe
210700 |  | SAM | Sheet Jacket Materials
210700 |  | SAM | Manufacturer's Color Charts
210700 |  | QCS | Qualification Data: For qualified Installer.
210700 |  | QCS | Material Test Reports
210700 |  | QCS | Field Quality-Control Reports
210800 |  |  | COMMISSIONING OF FIRE SUPPRESSION
210800 |  | QCS | Qualification Data: For fire-suppression testing technician.
210800 |  | QCS | Construction Checklist
210800 |  | QCS | Test Equipment and Instruments
211100 |  |  | FACILITY FIRE-SUPPRESSION WATER-SERVICE PIPING
211100 |  | SD | Full detailed drawings for piping.
211100 |  | SD | Coordination Drawings
211100 |  | PD | Copper Tube and Fittings
211100 |  | PD | Ductile-Iron Pipe and Fittings
211100 |  | PD | PE Pipe and Fittings
211100 |  | PD | PVC Pipe and Fittings
211100 |  | PD | Special Pipe Fittings
211100 |  | PD | Encasement for Piping
211100 |  | PD | Joining Materials
211100 |  | PD | Piping Specialties
211100 |  | PD | Corporation Valves
211100 |  | PD | Curb Valves
211100 |  | PD | Detector Check Valves
211100 |  | PD | Water Meters
211100 |  | PD | Detector-Type Water Meters
211100 |  | PD | Pressure-Reducing Valves
211100 |  | PD | Backflow Preventers
211100 |  | PD | Concrete Vaults
211100 |  | PD | Protective Enclosures
211100 |  | PD | Alarm Devices
211100 |  | QCS | Field Test Report
211100 |  | QCS | Installer Qualification Data
211100 |  | QCS | Field Quality-Control Reports
211116 |  |  | FACILITY FIRE HYDRANTS
211116 |  | PD | Awwa Dry-Barrel Fire Hydrants
211116 |  | PD | Un-Listed, Dry-Barrel Fire Hydrants
211116 |  | CCS | Maintenance Data | F
211119 |  |  | FIRE DEPARTMENT CONNECTIONS
211119 |  | PD | Exposed-Type Fire-Department Connection
211119 |  | PD | Flush-Type Fire-Department Connection
211119 |  | PD | Yard-Type Fire-Department Connection
211119 |  | PD | Exposed-Type Fire Department Connection (STORZ Connection)
211200 |  |  | FIRE-SUPPRESSION STANDPIPES
211200 |  | SD | Full detailed drawings for fire-suppression standpipes.
211200 |  | SD | Coordinated Drawings
211200 |  | PD | Piping Materials
211200 |  | PD | Black Steel Pipe and Associated Fittings
211200 |  | PD | Galvanized-Steel Pipe and Associated Fittings
211200 |  | PD | Piping Joining Materials
211200 |  | PD | Specialty Valves
211200 |  | PD | Hose Connections
211200 |  | PD | Alarm Devices
211200 |  | PD | Manual Control System
211200 |  | PD | Control Panels
211200 |  | PD | Pressure Gauges
211200 |  | EPD | Environmental Product Declaration
211200 |  | QCS | Fire Protection Engineer Qualification
211200 |  | QCS | Seismic Submittals
211200 |  | QCS | Design Data
211200 |  | QCS | Certificates - Quality Assurance Article
211200 |  | QCS | Company Field Advisor Data
211200 |  | QCS | Contractor's Qualifications Data
211200 |  | QCS | Fire Hydrant Test Report
211200 |  | QCS | Field Test Reports
211200 |  | QCS | Maintenance Material Submittals
211200 |  | CCS | Operation and Maintenance Data - 2 copies | F
211200 |  | CCS | Warranty Information | F
211200 |  | CCS | As-Built Drawings and Hydraulic Calculations | F
211200 |  | CCS | Written Statement to the Fire Code Official | F
211200 |  | CCS | Field Test Reports | F
211213 |  |  | FIRE-SUPPRESSION HOSES AND NOZZLES
211213 |  | PD | NPS 1-1/2 Rack-Type Hose Stations
211213 |  | PD | NPS 1-1/2 By NPS 2-1/2 Rack-Type Hose Stations
211213 |  | PD | NPS 1-1/2 Reel-Type Hose Stations
211213 |  | PD | Monitors
211213 |  | CCS | Operation and Maintenance Data | F
211313 |  |  | WET-PIPE SPRINKLER SYSTEMS
211313 |  | SD | Full detailed drawings for wet-pipe sprinkler systems.
211313 |  | SD | Coordination Drawings
211313 |  | EPD | Environmental Product Declaration
211313 |  | PD | Steel Pipe and Fittings
211313 |  | PD | CPVC Pipe and Fittings
211313 |  | PD | Specialty Valves
211313 |  | PD | Air Vent
211313 |  | PD | Sprinkler Piping Specialties
211313 |  | PD | Sprinklers
211313 |  | PD | Alarm Devices
211313 |  | PD | Pressure Gauges
211313 |  | QCS | Fire Protection Engineer Qualification
211313 |  | QCS | Seismic Submittals
211313 |  | QCS | Design Data
211313 |  | QCS | Certificates - Quality Assurance Article
211313 |  | QCS | Company Field Advisor Data
211313 |  | QCS | Fire-Hydrant Flow Test
211313 |  | QCS | Field Test Reports
211313 |  | QCS | Maintenance Material Submittals
211313 |  | CCS | Operation and Maintenance Data - 2 copies | F
211313 |  | CCS | Warranty Information | F
211313 |  | CCS | As-Built Drawings and Hydraulic Calculations | F
211313 |  | CCS | Written Statement to the Fire Code Official | F
211313 |  | CCS | Field Test Reports | F
211316 |  |  | DRY-PIPE SPRINKLER SYSTEMS
211316 |  | SD | Full detailed drawings for dry-pipe sprinkler systems.
211316 |  | SD | Coordination Drawings
211316 |  | PD | Steel Pipe and Fittings
211316 |  | PD | Specialty Valves
211316 |  | PD | Sprinkler Piping Specialties
211316 |  | PD | Sprinklers
211316 |  | PD | Alarm Devices
211316 |  | PD | Manual Control Stations
211316 |  | PD | Control Panels
211316 |  | PD | Pressure Gauges
211316 |  | EPD | Environmental Product Declaration
211316 |  | QCS | Fire Protection Engineer Qualification
211316 |  | QCS | Design Data
211316 |  | QCS | Certificates - Quality Assurance Article
211316 |  | QCS | Company Field Advisor Data
211316 |  | QCS | Certifications
211316 |  | QCS | Fire-Hydrant Flow Test Report
211316 |  | QCS | Field Test Reports
211316 |  | QCS | Maintenance Material Submittals
211316 |  | CCS | Operation and Maintenance Data | F
211316 |  | CCS | Warranty Information | F
211316 |  | CCS | As-Built Drawings and Hydraulic Calculations | F
211316 |  | CCS | Written Statement to the Fire Code Official | F
211316 |  | CCS | Field Test Reports | F
211339 |  |  | FOAM-WATER SYSTEMS
211339 |  | SD | Full detailed drawings for foam-water systems.
211339 |  | SD | Coordination Drawings
211339 |  | PD | Concentrate Piping Materials
211339 |  | PD | Valves
211339 |  | PD | System Components
211339 |  | PD | Foam Concentrate
211339 |  | PD | Discharge Devices
211339 |  | PD | Monitoring Devices
211339 |  | PD | Alarm Devices
211339 |  | EPD | Environmental Product Declaration
211339 |  | QCS | Fire Protection Engineer Qualification
211339 |  | QCS | Design Submittal: For foam-water systems indicated to comply with performance and design criteria, including analysis data.
211339 |  | QCS | Seismic Submittals
211339 |  | QCS | Design Data
211339 |  | QCS | Certificates - Quality Assurance Article
211339 |  | QCS | Company Field Advisor Data
211339 |  | QCS | Seismic Qualification Data
211339 |  | QCS | Welding Certificates
211339 |  | QCS | Field Quality-Control Reports
211339 |  | QCS | Maintenance Material Submittals
211339 |  | CCS | Operation and Maintenance Data | F
212113.13 |  |  | HIGH-PRESSURE, CARBON DIOXIDE FIRE-EXTINGUISHING SYSTEMS
212113.13 |  | SD | Full detailed drawings for high-pressure, carbon-dioxide fire-extinguishing system, signed and sealed by a qualified professional engineer.
212113.13 |  | PD | Carbon Dioxide
212113.13 |  | PD | Pipes and Fittings
212113.13 |  | PD | High-Pressure Flexible-Hose Connections
212113.13 |  | PD | Carbon-Dioxide Cylinders
212113.13 |  | PD | Cylinder Valves
212113.13 |  | PD | Distribution Valves
212113.13 |  | PD | Discharge Nozzles
212113.13 |  | PD | Hangers and Supports
212113.13 |  | PD | Fire-Control Panels
212113.13 |  | PD | Detection Devices
212113.13 |  | PD | Manual Stations
212113.13 |  | PD | Switches
212113.13 |  | PD | Alarm Devices
212113.13 |  | EPD | Environmental Product Declaration
212113.13 |  | QCS | Delegated-Design Submittal
212113.13 |  | QCS | Design Data
212113.13 |  | QCS | Seismic Qualification Data
212113.13 |  | QCS | Welding Certificates
212113.13 |  | QCS | Field Quality-Control Reports
212113.13 |  | QCS | Maintenance Material Submittals
212113.13 |  | CCS | Operation and Maintenance Data | F
212113.16 |  |  | LOW-PRESSURE, CARBON DIOXIDE FIRE-EXTINGUISHING SYSTEMS
212113.16 |  | SD | Full detailed drawings for low-pressure, carbon-dioxide fire-extinguishing system, signed and sealed by a qualified professional engineer.
212113.16 |  | PD | Carbon Dioxode
212113.16 |  | PD | Pipes and Fittings
212113.16 |  | PD | Low-Pressure Flexible-Hose Connectors
212113.16 |  | PD | Carbon-Dioxide Cylinders
212113.16 |  | PD | Cylinder Valves
212113.16 |  | PD | Distribution Valves
212113.16 |  | PD | Discharge Nozzles
212113.16 |  | PD | Hangers and Supports
212113.16 |  | PD | Fire-Control Panel
212113.16 |  | PD | Detection Devices
212113.16 |  | PD | Manual Stations
212113.16 |  | PD | Switches
212113.16 |  | PD | Alarm Devices
212113.16 |  | EPD | Environmental Product Declaration
212113.16 |  | QCS | Delegated-Design Submittal
212113.16 |  | QCS | Design Data
212113.16 |  | QCS | Seismic Qualifications Data
212113.16 |  | QCS | Welding Certificates
212113.16 |  | QCS | Field Quality-Control Reports
212113.16 |  | QCS | Maintenance Material Submittals
212113.16 |  | CCS | Operation and Maintenance Data | F
212200 |  |  | CLEAN-AGENT FIRE-EXTINGUISHING SYSTEMS
212200 |  | SD | Full detailed drawings for clean-agent fire-extinguishing system signed and sealed by a qualified professional engineer.
212200 |  | SD | Coordination Drawings
212200 |  | PD | Clean-Agent Systems
212200 |  | PD | Pipe and Fittings
212200 |  | PD | Valves
212200 |  | PD | Extinguishing-Agent Containers
212200 |  | PD | Fire-Extinguishing Clean Agent
212200 |  | PD | Discharge Nozzles
212200 |  | PD | Manifold and Orifice Unions
212200 |  | PD | Fire Control Panels
212200 |  | PD | Detection Devices
212200 |  | PD | Manual Stations
212200 |  | PD | Switches
212200 |  | PD | Alarm Devices
212200 |  | EPD | Environmental Product Declaration
212200 |  | QCS | Delegated-Design Submittal
212200 |  | QCS | Design Data
212200 |  | QCS | Seismic Qualification Data
212200 |  | QCS | Field Quality-Control Reports
212200 |  | QCS | Maintenance Material Submittals
212200 |  | CCS | Operation and Maintenance Submittals | F
213113 |  |  | ELECTRIC-DRIVE, CENTRIFUGAL FIRE PUMPS
213113 |  | SD | Full detailed drawings for fire pumps, motor drivers, and fire-pump accessories and specialties.
213113 |  | SD | Coordination Drawings
213113 |  | PD | End-Suction Fire Pumps
213113 |  | PD | In-Line Fire Pumps
213113 |  | PD | Horizontally Mounted, Single-Stage, Split-Case Fire Pumps
213113 |  | PD | Horizontally Mounted, Multistage, Split-Case Fire Pumps
213113 |  | PD | Vertically Mounted, Single-Stage, Split-Case Fire Pumps
213113 |  | PD | Fire-Pump Accessories and Specialties
213113 |  | PD | Flowmeter Systems
213113 |  | PD | Grout
213113 |  | QCS | Fire Protection Engineer Qualification
213113 |  | QCS | Product Certificates
213113 |  | QCS | Design Data
213113 |  | QCS | Certificates - Quality Assurance Article
213113 |  | QCS | Company Field Advisor Data
213113 |  | QCS | Certifications
213113 |  | QCS | Fire-Hydrant Flow Test Report
213113 |  | QCS | Field Test Reports
213113 |  | QCS | Seismic Submittals
213113 |  | QCS | Seismic Qualification Certificates
213113 |  | QCS | Maintenance Material Submittals
213113 |  | CCS | Operation and Maintenance Data - 2 copies | F
213113 |  | CCS | Warranty Information | F
213113 |  | CCS | As-Built Drawings and Hydraulic Calculations | F
213113 |  | CCS | Written Statement to the Fire Code Official | F
213113 |  | CCS | Field Test Reports | F
213116 |  |  | DIESEL-DRIVE, CENTRIFUGAL FIRE PUMPS
213116 |  | SD | Full detailed drawings for each fire pump, diesel engine drives, and fire pump accessories and specialties.
213116 |  | SD | Coordination Drawings
213116 |  | PD | End-Suction Fire Pumps
213116 |  | PD | Single-Stage, Split-Case Fire Pumps
213116 |  | PD | Multistage, Split-Case Fire Pumps
213116 |  | PD | Diesel Engine
213116 |  | PD | Fire-Pump Accessories and Specialties
213116 |  | PD | Flowmeter Systems
213116 |  | PD | Fuel Oil Storage
213116 |  | PD | Grout
213116 |  | PD | Source Quality Control
213116 |  | QCS | Product Certificates
213116 |  | QCS | Supervisor's Qualifications
213116 |  | QCS | Installer Qualification Data
213116 |  | QCS | Certifications
213116 |  | QCS | Fire-Hydrant Flow Test Report
213116 |  | QCS | Field Test Reports
213116 |  | QCS | Seismic Submittals
213116 |  | QCS | Vibration Controls Submittals
213116 |  | QCS | Seismic Qualification Certificates
213116 |  | QCS | Maintenance Material Submittals
213116 |  | CCS | Operation and Maintenance Data - 2 copies | F
213116 |  | CCS | Warranty Information | F
213116 |  | CCS | As-Built Drawings and Hydraulic Calculations | F
213116 |  | CCS | Written Statement to the Fire Code Official | F
213116 |  | CCS | Field Test Reports | F
213213 |  |  | ELECTRIC-DRIVE, VERTICAL-TURBINE FIRE PUMPS
213213 |  | SD | Full detailed drawings for fire pumps, motor drivers, and fire-pump accessories and specialties.
213213 |  | SD | Coordination Drawings
213213 |  | PD | Vertical-Turbine Fire Pumps
213213 |  | PD | Fire-Pump Accessories and Specialties
213213 |  | PD | Flowmeter Systems
213213 |  | PD | Grout
213213 |  | PD | Source Quality Control
213213 |  | QCS | Product Certificates
213213 |  | QCS | Supervisor's Qualifications
213213 |  | QCS | Installer Qualification Data
213213 |  | QCS | Certification
213213 |  | QCS | Fire-Hydrant Flow Test Report
213213 |  | QCS | Field Test Reports
213213 |  | QCS | Seismic Submittals
213213 |  | QCS | Vibration Controls Submittals
213213 |  | QCS | Seismic Qualification Certificates
213213 |  | QCS | Maintenance Material Submittals
213213 |  | CCS | Operation and Maintenance Data - 2 copies | F
213213 |  | CCS | Warranty Information | F
213213 |  | CCS | As-Built Drawings and Hydraulic Calculations | F
213213 |  | CCS | Written Statement to the Fire Code Official | F
213213 |  | CCS | Field Test Reports | F
213216 |  |  | DIESEL-DRIVE, VERTICAL-TURBINE FIRE PUMPS
213216 |  | SD | Full detailed drawings for fire pumps, right-angle gear drives, engine drivers, and fire-pump accessories and specialties.
213216 |  | SD | Coordination Drawings
213216 |  | PD | Vertical-Turbine Fire Pumps
213216 |  | PD | Diesel-Engine Driver
213216 |  | PD | Fire-Pump Accessories and Specialties
213216 |  | PD | Flowmeter Systems
213216 |  | PD | Fuel Oil Storage
213216 |  | PD | Grout
213216 |  | PD | Source Quality Control
213216 |  | QCS | Product Certificates
213216 |  | QCS | Supervisor's Qualifications
213216 |  | QCS | Qualification Data
213216 |  | QCS | Certifications
213216 |  | QCS | Fire-Hydrant Flow Test Report
213216 |  | QCS | Field Test Reports
213216 |  | QCS | Seismic Submittals
213216 |  | QCS | Vibration Controls Submittals
213216 |  | QCS | Seismic Qualification Certificates
213216 |  | QCS | Maintenance Material Submittals
213216 |  | CCS | Operation and Maintenance Data | F
213216 |  | CCS | Warranty Information | F
213216 |  | CCS | As-Built Drawings and Hydraulic Calculations | F
213216 |  | CCS | Written Statement to the Fire Code Official | F
213216 |  | CCS | Field Test Reports | F
213413 |  |  | PRESSURE-MAINTENANCE PUMPS
213413 |  | SD | Full detailed drawings for pumps, accessories, and specialties.
213413 |  | PD | Vertical, Multistage, Pressure-Maintenance Pumps
213413 |  | PD | Regenerative-Turbine, Pressure-Maintenance Pumps
213413 |  | PD | Submersible, Pressure-Maintenance Pumps
213413 |  | PD | Vertical-Turbine, Pressure-Maintenance Pumps
213413 |  | PD | Motors
213413 |  | CCS | Operation and Maintenance Data | F
213900 |  |  | CONTROLLERS FOR FIRE PUMP DRIVERS
213900 |  | SD | Full detailed drawings for each type of product indicated.
213900 |  | PD | Full-Service Controllers
213900 |  | PD | Limited-Service Controllers
213900 |  | PD | Standalone ATS
213900 |  | PD | Controllers for Diesel-Drive Fire Pumps
213900 |  | PD | Controllers for Pressure-Maintenance Pumps
213900 |  | PD | Remote Alarm Panels
213900 |  | PD | Low-Suction-Shutdown Panels
213900 |  | PD | Enclosures
213900 |  | QCS | Qualification Data: For qualified testing agency.
213900 |  | QCS | Seismic Qualification Certificates
213900 |  | QCS | Product Certificates
213900 |  | QCS | Manufacturer's Factory Test Reports - fully assembled and tested equipment
213900 |  | QCS | Source Quality-Control Reports
213900 |  | QCS | Field Quality-Control Reports
213900 |  | QCS | Maintenance Material Submittals
213900 |  | CCS | Operation and Maintenance Data | F

## Div.22
SUBMITTALS FOR APPROVAL |  |  |  | Send to: | Critical Submittals | Contractor's Projected Dates Allow at least 4 weeks for Approval (allows time for any resubmission)
Spec Section | Sub Section | Type | Description | F | Mark "X" for all that apply | Projected Transmittal Date: | Projected Approval Date: | Projected Delivery Date:
F/O
D
220516 |  |  | EXPANSION FITTINGS AND LOOPS FOR PLUMBING PIPING
220516 |  | PD | Packless Expansion Joints
220516 |  | PD | Grooved-Joint Expansion Joints
220516 |  | PD | Alignment Guides and Anchors
220516 |  | QCS | Delegated-Design Submittal
220516 |  | QCS | Welding Certificates
220516 |  | CCS | Maintenance Data
220517 |  |  | SLEEVES AND SLEEVE SEALS FOR PLUMBING PIPING
220517 |  | PD | Sleeves
220517 |  | PD | Stack-Sleeve Fittings
220517 |  | PD | Sleeve-Seal Systems
220517 |  | PD | Sleeve-Seal Fittings
220517 |  | PD | Silicone Sealants
220517 |  | EPD | Environmental Product Declaration
220517 |  | QCS | Field Quality-Control Reports
220518 |  |  | ESCUTCHEONS FOR PLUMBING PIPING
220518 |  | PD | Escutcheons
220518 |  | PD | Floor Plates
220519 |  |  | METERS AND GAGES FOR PLUMBING PIPING
220519 |  | PD | Bimetallic-Actuated Thermometers
220519 |  | PD | Filled-System Thermometers
220519 |  | PD | Liquid-in-Glass Thermometers
220519 |  | PD | Light-Activated Thermometers
220519 |  | PD | Thermowells
220519 |  | PD | Pressure Gages
220519 |  | PD | Gage Attachments
220519 |  | PD | Test Plugs
220519 |  | PD | Test-Plug Kits
220519 |  | PD | Sight Flow Indicators
220519 |  | QCS | Product Certificates
220519 |  | CCS | Operation and Maintenance Data
220523 |  |  | GENERAL-DUTY VALVES FOR PLUMBING PIPING
220523 |  | PD | Gate Valves
220523 |  | PD | Ball Valves
220523 |  | PD | Plug Valves
220523 |  | PD | Butterfly Valves
220523 |  | PD | Check Valves
220523 |  | QCS | Manufacturer's Certificate
220523 |  | CCS | Project Record Documents | F
220523 |  | CCS | Operationa and Maintenance Data | F
220523.12 |  |  | BALL VALVES FOR PLUMBING PIPING
220523.12 |  | PD | Brass Ball Valves
220523.12 |  | PD | Bronze Ball Valves
220523.12 |  | PD | Steel Ball Valves
220523.12 |  | PD | Iron Ball Valves
220523.13 |  |  | BUTTERFLY VALVES FOR PLUMBING PIPING
220523.13 |  | PD | Iron, Single-Flange Butterfly Valves
220523.13 |  | PD | Ductile-Iron, Grooved-End Butterfly Valves
220523.13 |  | PD | Chainwheels
220523.14 |  |  | CHECK VALVES FOR PLUMBING PIPING
220523.14 |  | PD | Bronze Lift Check Valves
220523.14 |  | PD | Bronze Swing Check Valves
220523.14 |  | PD | Iron Swing Check Valves
220523.14 |  | PD | Iron Swing Check Valves with Closure Control
220523.14 |  | PD | Iron, Grooved-End Swing Check Valves
220523.14 |  | PD | Iron, Center-Guided, Spring-Loaded Check Valves
220523.14 |  | PD | Iron, Plate-Type Check Valves
220523.15 |  |  | GATE VALVES FOR PLUMBING PIPING
220523.15 |  | PD | Bronze Gate Valves
220523.15 |  | PD | Iron Gate Valves
220523.15 |  | PD | Chainwheels
220529 |  |  | HANGERS AND SUPPORTS FOR PLUMBING PIPING AND EQUIPMENT
220529 |  | SD | Show fabrication and installation details and include calculations
220529 |  | PD | Metal Pipe Hangers and Supports
220529 |  | PD | Trapeze Pipe Hangers
220529 |  | PD | Fiberglass Pipe Hangers
220529 |  | PD | Metal Framing Systems
220529 |  | PD | Fiberglass Strut Systems
220529 |  | PD | Thermal Hanger-Shield Inserts
220529 |  | PD | Fastener Systems
220529 |  | PD | Pipe Stands
220529 |  | PD | Pipe-Positioning Systems
220529 |  | PD | Equipment Supports
220529 |  | QCS | Delegated-Design Submittal
220529 |  | QCS | Welding Certificates
220533 |  |  | HEAT TRACING FOR PLUMBING PIPING
220533 |  | SD | Full detailed drawings for electric heating cable.
220533 |  | PD | Plastic-Insulated, Series-Resistance Heating Cables
220533 |  | PD | Self-Regulating, Parallel-Resistance Heating Cables
220533 |  | PD | Constant-Wattage Heating Cables
220533 |  | PD | Controls
220533 |  | PD | Accessories
220533 |  | QCS | Field Quality-Control Reports
220533 |  | QCS | Sample Warranty
220533 |  | CCS | Operation and Maintenance Data
220548 |  |  | VIBRATION AND SEISMIC CONTROLS FOR PLUMBING PIPING AND EQUIPMENT
220548 |  | SD | Detail fabrication and assembly of equipment bases.
220548 |  | SD | Vibration Isolation Base Details
220548 |  | SD | Coordination Drawings
220548 |  | PD | Elastomeric Isolation Pads
220548 |  | PD | Elastomeric Isolation Mounts
220548 |  | PD | Restrained Elastomeric Isolation Mounts
220548 |  | PD | Open-Spring Isolators
220548 |  | PD | Housed-Spring Isolators
220548 |  | PD | Restrained-Spring Isolators
220548 |  | PD | Housed-Restrained-Spring Isolators
220548 |  | PD | Pipe-Riser Resilient Support
220548 |  | PD | Resilient Pipe Guides
220548 |  | PD | Air-Spring Isolators
220548 |  | PD | Restrained-Air-Spring Isolators
220548 |  | PD | Elastomeric Hangers
220548 |  | PD | Spring Hangers
220548 |  | PD | Snubbers
220548 |  | PD | Restraints-Rigid Type
220548 |  | PD | Restraints-Cable Type
220548 |  | PD | Restraint Accessories
220548 |  | PD | Post-Installed Concrete Anchors
220548 |  | PD | Concrete Inserts
220548 |  | PD | Vibration Isolation Equipment Bases
220548 |  | QCS | Delegated-Design Submittal
220548 |  | QCS | Qualification Data: For Director's Representative and testing agency.
220548 |  | QCS | Welding Certificates
220548 |  | QCS | Air-Spring Mounting System Performance Certification
220548 |  | QCS | Field Quality-Control Reports
220548 |  | QCS | Seismic Qualification Data
220548 |  | QCS | Wind-Force Performance Certification
220548 |  | CCS | Operation and Maintenance Data
220548.13 |  |  | VIBRATION CONTROLS FOR PLUMBING PIPING AND EQUIPMENT
220548.13 |  | SD | Detail fabrication and assembly of equipment bases.
220548.13 |  | SD | Vibration Isolation Base Details
220548.13 |  | SD | Coordination Drawings
220548.13 |  | PD | Elastomeric Isolation Pads
220548.13 |  | PD | Elastomeric Isolation Mounts
220548.13 |  | PD | Restrained Elastomeric Isolation Mounts
220548.13 |  | PD | Open-Spring Isolators
220548.13 |  | PD | Housed-Spring Isolators
220548.13 |  | PD | Restrained-Spring Isolators
220548.13 |  | PD | Housed-Restrained-Spring Isolators
220548.13 |  | PD | Pipe-Riser Resilient Support
220548.13 |  | PD | Resilient Pipe Guides
220548.13 |  | PD | Air-Spring Isolators
220548.13 |  | PD | Restrained-Air-Spring Isolators
220548.13 |  | PD | Elastomeric Hangers
220548.13 |  | PD | Spring Hangers
220548.13 |  | PD | Snubbers
220548.13 |  | PD | Restraints - Rigid Type
220548.13 |  | PD | Restraints - Cable Type
220548.13 |  | PD | Restraint Accessories
220548.13 |  | PD | Post-Installed Concrete Anchors
220548.13 |  | PD | Concrete Inserts
220548.13 |  | PD | Vibration Isolation Equipment Bases
220548.13 |  | QCS | Delegated-Design Submittal
220548.13 |  | QCS | Qualification Data: For professional engineer and testing agency.
220548.13 |  | QCS | Welding Certificates
220548.13 |  | QCS | Air-Spring Mounting System Performance Certification
220548.13 |  | QCS | Field Quality-Control Reports
220548.13 |  | QCS | Wind-Load Performance Certification
220548.13 |  | CCS | Operation and Maintenance Data
220553 |  |  | IDENTIFICATION FOR PLUMBING PIPING AND EQUIPMENT
220553 |  | PD | Equipment Labels
220553 |  | PD | Warning Signs and Labels
220553 |  | PD | Pipe Labels
220553 |  | PD | Stencils
220553 |  | PD | Valve Tags
220553 |  | PD | Warning Tags
220553 |  | SAM | For color, letter style, and graphic representation required for each identification material and device.
220553 |  | QCS | Equipment Label Schedule
220553 |  | QCS | Valve Numbering Scheme
220553 |  | QCS | Valve Schedules
220700 |  |  | PLUMBING INSULATION
220700 |  | PD | Product Description, thermal characteristics and list of materials and thickness for each service, and location.
220700 |  | SAM | Insulation Type - 2 samples
220700 |  | QCS | Manufacturer's Certificate
220716 |  |  | PLUMBING EQUIPMENT INSULATION
220716 |  | SD | Plans, elevations, sections, details, and attachments to other work.
220716 |  | PD | Insulation Materials
220716 |  | PD | Insulation Cements
220716 |  | PD | Adhesives
220716 |  | PD | Mastics and Coatings
220716 |  | PD | Lagging Adhesives
220716 |  | PD | Sealants
220716 |  | PD | Factory-Applied Jackets
220716 |  | PD | Field-Applied Fabric-Reinforcing Mesh
220716 |  | PD | Field-Applied Cloths
220716 |  | PD | Field-Applied Jackets
220716 |  | PD | Tapes
220716 |  | PD | Securements
220716 |  | PD | Corner Angles
220716 |  | LEED | Sustainable Design Submittals
220716 |  | SAM | Sheet Form Insulation Materials
220716 |  | SAM | Sheet Jacket Materials
220716 |  | SAM | Manufacturer's Color Charts
220716 |  | QCS | Material Test Reports
220716 |  | QCS | Field Quality-Control Reports
220719 |  |  | PLUMBING PIPING INSULATION
220719 |  | SD | Plans, elevations, sections, details, and attachments to other work.
220719 |  | PD | Thermal Conductivity
220719 |  | PD | Water-Vapor Permeance Thickness
220719 |  | PD | Jackets (both factory and field applied, if any)
220719 |  | PD | Insulation Materials
220719 |  | PD | Insulation Cements
220719 |  | PD | Adhesives
220719 |  | PD | Mastics and Coatings
220719 |  | PD | Lagging Adhesives
220719 |  | PD | Sealants
220719 |  | PD | Field-Applied Fabric-Reinforcing Mesh
220719 |  | PD | Field-Applied Cloths
220719 |  | PD | Tapes
220719 |  | PD | Securements
220719 |  | PD | Protective Shielding Guards
220719 |  | SAM | Prefromed Pipe Insulation Materials
220719 |  | SAM | Jacket Materials for Pipe
220719 |  | SAM | Sheet Jacket Materials
220719 |  | SAM | Manufacturer's Color Charts
220719 |  | QCS | Qualification Data: For qualified Installer.
220719 |  | QCS | Material Test Reports
220719 |  | QCS | Field Quality-Control Reports
220800 |  |  | COMMISIONING OF PLUMBING
220800 |  | QCS | Qualification Data: For plumbing testing technician.
220800 |  | QCS | Construction Checklist
220800 |  | QCS | Test Equipment and Instruments
221000 |  |  | PLUMBING PIPING
221000 |  | SD | Indicate layout of piping systems, including equipment, critical dimensions, and sizes.
221000 |  | PD | Ductile Iron - Pipe and Fittings
221000 |  | PD | Copper - Tubing and Fittings
221000 |  | PD | PVC - Pipe and Fittings
221000 |  | PD | Polyethylene - Pipe and Fittings
221000 |  | PD | Fiberglass - Pipe and Fittings
221000 |  | PD | Polyethylene/Aluminum Composition - Tubing and Fittings
221000 |  | PD | Steel - Pipe and Fittings
221000 |  | PD | CPVC - Pipe and Fittings
221000 |  | PD | Cast Iron Soil - Pipe and Fittings
221000 |  | PD | Concrete - Pipe and Fittings
221000 |  | PD | Reinforced Concrete - Pipe and Fittings
221000 |  | PD | ABS - Pipe and Fittings
221000 |  | PD | Plastic - Pipe and Fittings
221000 |  | PD | Aluminum DWV - Pipe and Fittings
221000 |  | PD | Brass - Pipe and Fittings
221000 |  | PD | Cast Iron - Pipe and Fittings
221000 |  | PD | Glass - Pipe and Fittings
221000 |  | PD | Polypropylene, Flame Retardant - Pipe and Fittings
221000 |  | PD | Medical Gas - Pipes and Fittings
221000 |  | QCS | Design Data
221000 |  | QCS | Welders' Certificate
221100 |  |  | FACILITY WATER DISTRIBUTION
221100 |  | PD | Domestic Water Piping, Buried Beyond 5 feet of Building
221100 |  | PD | Domestic Water Piping, Buried Within 5 feet of Building
221100 |  | PD | Domestic Water Piping, Above Grade
221100 |  | PD | Flue and Combustion Air Pumping
221100 |  | PD | Union and Flanges
221100 |  | PD | Gate Valves
221100 |  | PD | Globe Valves
221100 |  | PD | Ball Valves
221100 |  | PD | Plug Valves
221100 |  | PD | Butterfly Valves
221100 |  | PD | Check Valves
221100 |  | PD | Pipe Hangers and Supports
221100 |  | PD | Pressure Gages
221100 |  | PD | Pressure Gage Taps
221100 |  | PD | Stem Type Thermometers
221100 |  | PD | Flow Control Valves
221100 |  | PD | Water Pressure Reducing Valves
221100 |  | PD | Relief Valves
221100 |  | PD | Strainers
221100 |  | PD | Hose bibs
221100 |  | PD | Positive Displacement Meters
221100 |  | PD | Hydrants
221100 |  | PD | Recessed Valve Box
221100 |  | PD | Backflow Preventers
221100 |  | PD | Water Hammer Arrestors
221100 |  | PD | Thermostatic Mixing Valves
221100 |  | PD | Pressure Balanced Mixing Valves
221100 |  | PD | Diaphragm-Type compression Tanks
221100 |  | PD | Water Softeners
221100 |  | PD | System Lubricated Circulators
221100 |  | PD | In-line Circulator Pumps
221100 |  | PD | Close Coupled Pumps
221100 |  | PD | base Mounted Pumps
221100 |  | PD | Pressure Booster Systems
221100 |  | PD | Underground Pipe Markers
221000 |  | EPD | Environmental Product Declaration
221100 |  | QCS | Manufacturer's Certificate
221100 |  | CCS | Project Record Documents
221100 |  | CCS | Operation and Maintenance Data:
221113 |  |  | FACILITY WATER DISTRIBUTION PIPING
221113 |  | SD | Detail precast concrete vault assemblies and indicate dimensions, method of field assembly, and components.
221113 |  | SD | Coordination Drawings
221113 |  | PD | Piping Materials
221113 |  | PD | Copper Tube and Fittings
221113 |  | PD | Ductile-Iron Pipe and Fittings
221113 |  | PD | PE Pipe and Fittings
221113 |  | PD | PVC Pipe and Fittings
221113 |  | PD | Fiberglass Pipe and Fittings
221113 |  | PD | Special Pipe Fittings
221113 |  | PD | Joining Materials
221113 |  | PD | Piping Specialties
221113 |  | PD | Corrosion-Protection Piping Encasement
221113 |  | PD | Gate Valves
221113 |  | PD | Gate Valve Accessories and Specialties
221113 |  | PD | Check Valves
221113 |  | PD | Detector Check Valves
221113 |  | PD | Butterfly Valves
221113 |  | PD | Plug Valves
221113 |  | PD | Corporation Valves and Curb Valves
221113 |  | PD | Water Meters
221113 |  | PD | Detector-Type Water Meters
221113 |  | PD | Pressure-Reducing Valves
221113 |  | PD | Relief Valves
221113 |  | PD | Vacuum Breakers
221113 |  | PD | Backflow Preventers
221113 |  | PD | Water Meter Boxes
221113 |  | PD | Concrete Vaults
221113 |  | PD | Protective Enclosures
221113 |  | PD | Fire Hydrants
221113 |  | PD | Flushing Hydrants
221113 |  | PD | Fire Department Connections
221113 |  | PD | Alarm Devices
221113 |  | QCS | Field Quality-Control Test Reports
221113 |  | CCS | Operation and Maintenance Data
221116 |  |  | DOMESTIC WATER PIPING
221116 |  | SD | Coordination Drawings
221116 |  | PD | Copper tube and fittings
221116 |  | PD | Ductile-iron pipe and fittings
221116 |  | PD | Galvanized-steel pipe and fittings
221116 |  | PD | Stainless steel piping and fittings
221116 |  | PD | CPVC piping
221116 |  | PD | PEX tube and fittings
221116 |  | PD | PEX-AL-PEX tube and fittings
221116 |  | PD | PEX-AL-HDPE tube and fittings
221116 |  | PD | PVC pipe and fittings
221116 |  | PD | Joining Materials
221116 |  | PD | Encasement for Piping
221116 |  | PD | Transition Fittings
221116 |  | PD | Dielectric fittings.
221116 |  | EPD | Environmental Product Declaration
221116 |  | QCS | System Purgng and Disinfecting Activities Report
221116 |  | QCS | Field Quality-Control Reports
221117 |  |  | GRAY-WATER PIPING
221117 |  | SD | Coordination Drawings
221117 |  | PD | Copper Tube and Fittings
221117 |  | PD | PVC Water Pipe and Fittings
221117 |  | PD | PP Pipe and Fittings
221117 |  | PD | Joining Materials
221117 |  | PD | Encasement for Piping
221117 |  | PD | Transition Fittings
221117 |  | PD | Dielectric Fittings
221117 |  | QCS | Field Quality-Control Reports
221119 |  |  | DOMESTIC WATER PIPING SPECIALTIES
221119 |  | SD | Full detailed drawings for domestic water piping specialties.
221119 |  | PD | Vacuum Breakers
221119 |  | PD | Backflow Preventers
221119 |  | PD | Water Pressure-Reducing Valves
221119 |  | PD | Automatic Water Shutoff Valve Systems
221119 |  | PD | Balancing Valves
221119 |  | PD | Temperature-Actuated, Water Mixing Valves
221119 |  | PD | Strainers for Domestic Water Piping
221119 |  | PD | Outlet Boxes
221119 |  | PD | Hose Stations
221119 |  | PD | Hose Bibes
221119 |  | PD | Wall Hydrants
221119 |  | PD | Ground Hydrants
221119 |  | PD | Post Hydrants
221119 |  | PD | Roof Hydrants
221119 |  | PD | Drain Valves
221119 |  | PD | Water-Hammer Arresters
221119 |  | PD | Trap-Seal Primer Device
221119 |  | PD | Trap-Seal Primer Systems
221119 |  | PD | Flexible Connectors
221119 |  | PD | Water Meters
221119 |  | QCS | Test and Inspection Reports
221119 |  | QCS | Field Quality-Control Reports
221119 |  | CCS | Operation and Maintenance Data | F
221123.13 |  |  | DOMESTIC-WATER PACKAGED BOOSTER PUMPS
221123.13 |  | SD | Full detailed drawings for booster pumps.
221123.13 |  | PD | Simplex, Constant-Speed Booster Pumps
221123.13 |  | PD | Multiplex, Constant-Speed Booster Pumps
221123.13 |  | PD | Simplex, Variable-Speed Booster Pumps
221123.13 |  | PD | Multiplex, Variable-Speed Booster Pumps
221123.13 |  | PD | Motors
221123.13 |  | QCS | Delegated-Design Submittal
221123.13 |  | QCS | Seismic Qualification Data
221123.13 |  | CCS | Operation and Maintenance Data | F
221123.21 |  |  | INLINE, DOMESTIC-WATER PUMPS
221123.21 |  | SD | Coordination Drawings
221123.21 |  | PD | Horizontally Mounted, In-Line, Separately Coupled Centrifugal Pumps
221123.21 |  | PD | Horizontally Mounted, In-Line, Close-Coupled Centrifugal Pumps
221123.21 |  | PD | Vertically Mounted, In-Line, Close-Coupled Centrifugal Pumps
221123.21 |  | PD | Motors
221123.21 |  | PD | Controls
221123.21 |  | QCS | Seismic Qualifcations Data
221123.21 |  | QCS | Field Quality-Control Reports
221123.21 |  | CCS | Operation and Maintenance Data | F
221200 |  |  | FACILITY POTABLE-WATER STORAGE TANKS
221200 |  | SD | Indicate dimensions of tanks, materials of construction, tank lining methods, anchors, attachments, lifting points, taps, and drains.
221200 |  | QCS | Manufacturer's Certificate
221216 |  |  | FACILITY ELEVATED, POTABLE-WATER STORAGE TANKS
221216 |  | SD | Full detailed drawings for each facility elevated, potable-water storage tank.
221216 |  | SD | Tank Shell
221216 |  | SD | Riser and Columns
221216 |  | SD | Pedestal
221216 |  | SD | Balcony, Safety Railings, Ladders and Foundations
221216 |  | SD | Fabrication and Installation details for floors in modified single-pedestal, elevated, potable-water storage tanks.
221216 |  | SD | Plans, Elevations, Sections and Attachment Details.
221216 |  | SD | Structural Analysis Data
221216 |  | SD | Diagrams for Power, Signal and Control Wiring.
221216 |  | PD | Double-Ellipsoidal, Multiple-Column, Elevated Water-Storage Tanks
221216 |  | PD | Hybrid, Multiple-Column, Elevated Water-Storage Tanks
221216 |  | PD | Torus, Multiple-Column, Elevated Water-Storage Tanks
221216 |  | PD | Double-Cone, Single-Pedestal, Elevated Water-Storage Tanks
221216 |  | PD | Spherical, Single-Pedestal, Elevated Water-Storage Tanks
221216 |  | PD | Spheroidal, Single-Pedestal, Elevated Water-Storage Tanks
221216 |  | PD | Steel-Pillar, Modified Single-Pedestal, Elevated Water-Storage Tanks
221216 |  | PD | Composite, Modified Single-Pedestal, Elevated Water-Storage Tanks
221216 |  | QCS | Qualification Data: For fabricator
221216 |  | QCS | Seismic Qualification Data
221216 |  | QCS | Welding Certificates
221216 |  | QCS | Bacteriological Test Results
221216 |  | QCS | Field Quality-Control Reports
221216 |  | CCS | Operation and Maintenance Data | F
221219 |  |  | FACILITY GROUND-MOUNTED, POTABLE-WATER STORAGE TANKS
221219 |  | SD | Full detailed drawings for each facility ground-mounted, potable-water storage tank.
221219 |  | SD | Tank, Roof and Shell Openings
221219 |  | SD | Safety Rainlings and Ladders
221219 |  | SD | Plans, Elevations, Sections and Attachment Details.
221219 |  | SD | Structural Analysis Data
221219 |  | SD | Diagrams for Power, Signal and Control Wiring.
221219 |  | PD | Welded-Steel, Ground-Mounted, Potable-Water Reservoirs/Standpipes
221219 |  | PD | Bolted-Steel, Ground-Mounted, Potable-Water Reservoirs/Standpipes
221219 |  | PD | Wire- or Strand-Wound, Concrete, Ground-Mounted, Potable-Water Storage Tanks
221219 |  | QCS | Qualification Data: For fabricator.
221219 |  | QCS | Seismic Qualification Data
221219 |  | QCS | Welding Certificates
221219 |  | QCS | Bacteriological Test Results
221219 |  | QCS | Field Quality Control Reports
221219 |  | CCS | Operation and Maintenance Data | F
221223.11 |  |  | FACILITY INDOOR POTABLE-WATER STORAGE TANKS
221223.11 |  | PD | Steel, Pressure, Potable-Water Storage Tanks
221223.11 |  | PD | Steel, Nonpressure, Potable-Water Storage Tanks
221223.11 |  | PD | Steel, Floating-Wafer, Potable-Water Storage Tanks
221223.11 |  | PD | Steel, Precharged, Potable-Water Storage Tanks
221223.11 |  | PD | Insulated, Steel, Potable-Water Storage Tanks
221223.11 |  | PD | Plastic, Pressure, Potable-Water Storage Tanks
221223.11 |  | PD | Plastic, Nonpressure, Potable-Water Storage Tanks
221223.11 |  | QCS | Seismic Qualification Certificates
221223.11 |  | QCS | Product Certificates
221223.11 |  | QCS | Source Quality-Control Reports
221223.11 |  | QCS | Purging and Disinfecting Reports
221300 |  |  | FACILITY SANITARY SEWERAGE
221300 |  | SD | Indicate dimensions, weights, and placement of openings and holes for sewage-ejectors, and manholes.
221300 |  | PD | Cast Iron Soil Pipe
221300 |  | PD | Ductile Iron Pipe
221300 |  | PD | Concrete Pipe
221300 |  | PD | Reinforced Concrete Pipe
221300 |  | PD | ABS Pipe
221300 |  | PD | PVC Pipe
221300 |  | PD | Copper Tube
221300 |  | PD | Copper Pipe
221300 |  | PD | Fiberglass Pipe
221300 |  | PD | Aluminum DWV Pipe
221300 |  | PD | Brass Pipe
221300 |  | PD | Steel Pipe
221300 |  | PD | Glass Pipe
221300 |  | PD | PP Pipe
221300 |  | PD | PPFR Pipe
221300 |  | PD | Unions and Flanges
221300 |  | PD | Gate Valves
221300 |  | PD | Ball Valves
221300 |  | PD | Check Valves
221300 |  | PD | Pipe Hangers and Supports
221300 |  | PD | Floor Drains
221300 |  | PD | Floor Sinks
221300 |  | PD | Planter Drains
221300 |  | PD | Cleanouts
221300 |  | PD | Back Water Valves
221300 |  | PD | Sumps
221300 |  | PD | Grease Interceptors
221300 |  | PD | Oil Interceptors
221300 |  | PD | Sediment Interceptors
221300 |  | PD | Manholes
221300 |  | PD | Sewage Ejectors
221300 |  | PD | Submersible Sewage Ejectors
221300 |  | PD | Hangers and Supports
221300 |  | PD | Sanitary Drainage Specialties
221300 |  | EPD | Environmental Product Declaration
221300 |  | QCS | Manufacturer's Certificate
221300 |  | CCS | Project Record Documents | F
221300 |  | CCS | Operationa and Maintenance Data | F
221313 |  |  | FACILITY SANITARY SEWERS
221313 |  | SD | For manholes. Include plans, elevations, sections, details, and frames and covers.
221313 |  | SD | Coordination Drawings
221313 |  | PD | Hub-and-spigot, cast-iron soil pipe and fittings
221313 |  | PD | Hubless cast-iron soil pipe and fittings
221313 |  | PD | Ductile-iron, gravity sewer pipe and fittings
221313 |  | PD | Ductile-iron, pressure pipe and fittings
221313 |  | PD | ABS pipe and fittings
221313 |  | PD | PVC pipe and fittings
221313 |  | PD | Fiberglass pipe and fittings
221313 |  | PD | Concrete pipe and fittings
221313 |  | PD | Nonpressure-type transition couplings
221313 |  | PD | Pressure-type pipe couplings
221313 |  | PD | Expansion joints and deflection fittings
221313 |  | PD | Backwater Valves
221313 |  | PD | Cleanouts
221313 |  | PD | Encasement for piping
221313 |  | PD | Manholes
221313 |  | PD | Concrete
221313 |  | QCS | Product Certificates
221313 |  | QCS | Field Quality-Control Reports
221316 |  |  | SANITARY WASTE AND VENT PIPING
221316 |  | SD | For hubless, single-stack drainage system. Include plans, elevations, sections, and details.
221316 |  | PD | Hub-and-Spigot, Cast-Iron Soil Pipe and Fittings
221316 |  | PD | Hubless, Cast-Iron Soil Pipe and Fittings
221316 |  | PD | Galvanized-Steel Pipe and Fittings
221316 |  | PD | Stainless-Steel Drainage Pipe and Fittings
221316 |  | PD | Ductile-Iron Pipe and Fittings
221316 |  | PD | Copper Tube and Fittings
221316 |  | PD | Transition Couplings
221316 |  | PD | Dielectric Fittings
221316 |  | PD | Encasement for Underground Metal Piping
221316 |  | EPD | Environmental Product Declaration
221316 |  | QCS | Seismic Qualification Certificates
221316 |  | QCS | Field Quality-Control Reports
221319 |  |  | SANITARY WASTE PIPING SPECIALTIES
221319 |  | SD | Show fabrication and installation details for frost-resistant vent terminals.
221319 |  | PD | Backwater Valves
221319 |  | PD | Cleanouts
221319 |  | PD | Air-Admittance Valves
221319 |  | PD | Miscellaneous Sanitary Drainage Piping Specialties
221319 |  | QCS | Field Quality-Control Reports
221319 |  | CCS | Operation and Maintenance Data | F
221319.13 |  |  | SANITARY DRAINS
221319.13 |  | PD | Drain Assemblies
221319.13 |  | PD | Floor Drains
221319.13 |  | PD | Floor Sinks
221319.13 |  | PD | Trench Drains
221319.13 |  | PD | Channel Drainage Systems
221323 |  |  | SANITARY WASTE INTERCEPTORS
221323 |  | SD | Full detailed drawings for each type and size of interceptor indicated.
221323 |  | SD | Coordination Drawings
221323 |  | PD | Grease Interceptor
221323 |  | PD | Oil Interceptor
221323 |  | PD | Sand Interceptors
221323 |  | PD | Solids Interceptors
221323 |  | CCS | Operation and Maintenance Data | F
221329 |  |  | SANITARY SEWERAGE PUMPS
221329 |  | SD | Full detailed drawings of pumps.
221329 |  | PD | Submersible Effluent Pumps
221329 |  | PD | Submersible Sewage Pumps
221329 |  | PD | Wet-Pit-Volute Sewage Pumps
221329 |  | PD | Sewage-Pump, Reverse-Flow Assemblies
221329 |  | PD | Sewage-Pump Basins and Basin Covers
221329 |  | PD | Processing-Cavity Sewage Pumps
221329 |  | PD | Packaged, Submersible Sewage-Pump Units
221329 |  | PD | Packaged Wastewater-Pump Units
221329 |  | PD | Motors
221329 |  | CCS | Operation and Maintenance Data | F
221343 |  |  | FACILITY PACKAGED SEWAGE PUMPING STATIONS
221343 |  | SD | Fabrication and installation details for each packaged sewage pumping station.
221343 |  | PD | Dry-Well, Packaged Sewage Pumping Stations
221343 |  | PD | Wet-Well, Packaged Sewage Pumping Stations
221343 |  | PD | Comminutors
221343 |  | PD | Controls
221343 |  | PD | Accessories
221343 |  | PD | Motors
221343 |  | PD | Miscellaneous Materials
221343 |  | QCS | Product Certificates
221343 |  | QCS | Manufacturer Seismic Qualification Certification
221343 |  | QCS | Qualification Data: For Installer and testing agency.
221343 |  | QCS | Source Quality-Control Test Reports
221343 |  | QCS | Field Quality-Control Test Reports
221343 |  | QCS | Warranty
221343 |  | CCS | Operation and Maintenance Data | F
221353 |  |  | FACILITY SEPTIC TANK
221353 |  | SD | Full detailed drawings for trench absorption systems, bed absorption systems, mound absorption systems and seepage pits.
221353 |  | PD | Concrete Septic Tanks
221353 |  | PD | Fiberglass Septic Tanks
221353 |  | PD | Polyethylene Septic Tanks
221353 |  | PD | Filters
221353 |  | PD | Dosing Tanks
221353 |  | PD | Automatic Siphons
221353 |  | PD | Concrete Distribution Boxes
221353 |  | PD | Plastic Distribution Boxes
221353 |  | PD | PE Distribution Pipe and Fittings
221353 |  | PD | PVC Distribution Pipe and Fittings
221353 |  | PD | Nonpressure Pipe Couplings
221353 |  | PD | Trench Bed Absorption-System Materials
221353 |  | PD | Mound Absorption-System Materials
221353 |  | PD | Chamber Absorption-System Materials
221353 |  | PD | Seepage-Pit Absorption-System Materials
221363 |  |  | FACILITY GRAY-WATER STORAGE TANKS
221363 |  | SD | Full detailed drawings of tanks.
221363 |  | PD | Steel, Pressure, Water Storage Tanks
221363 |  | PD | Steel, Nonpressure, Water Storage Tanks
221363 |  | PD | Insulated, Steel, Water Storage Tanks
221363 |  | PD | Plastic, Pressure, Water Storage Tanks
221363 |  | PD | Plastic, Nonpressure, Water Storage Tanks
221363 |  | PD | Paint Materials
221363 |  | PD | Shop Painting
221363 |  | QCS | Delegated-Design Submittal
221363 |  | QCS | Qualification Data: For manufacturer and fabricator.
221363 |  | QCS | Seismic Qualification Certificates
221363 |  | QCS | Welding Certificates
221363 |  | CCS | Maintenance Data | F
221400 |  |  | FACILITY STORM DRAINAGE
221400 |  | SD | Indicate dimensions, weights, and placement of openings and holes for sump-pumps, catch basins and manholes.
221400 |  | PD | Piping
221400 |  | PD | Valve
221400 |  | PD | Hangers and Supports
221400 |  | PD | Storm Drainage Specialties
221400 |  | PD | Pumps
221400 |  | QCS | Manufacturer's Certificate
221400 |  | CCS | Project Record Documents | F
221400 |  | CCS | Operation and Maintenance Data | F
221413 |  |  | FACILITY STORM DRAINAGE PIPING
221413 |  | SD | Full detailed drawings for controlled-flow siphonic roof drainage system.
221413 |  | SD | Coordination Drawings
221413 |  | PD | Hub-and-Spigot, Cast-Iron Soil Pipe and Fittings
221413 |  | PD | Hubless, Cast-Iron Soil Pipe and Fittings
221413 |  | PD | Galvanized-Steel Pipe and Fittings
221413 |  | PD | Ductile-Iron Pipe and Fittings
221413 |  | PD | Copper Tube and Fittings
221413 |  | PD | ABS Pipe and Fittings
221413 |  | PD | PVC Pipe and Fittings
221413 |  | PD | Specialty Pipe Fittings
221413 |  | PD | Encasement for Underground Metal Piping
221413 |  | EPD | Environmental Product Declaration
221413 |  | QCS | Field Quality-Control Reports
221423 |  |  | STORM DRAINAGE PIPING SPECIALTIES
221423 |  | PD | Metal Roof Drains
221423 |  | PD | Plastic Roof Drains
221423 |  | PD | Miscellaneous Storm Drainage Piping Specialties
221423 |  | PD | Cleanouts
221423 |  | PD | Backwater Valves
221423 |  | PD | Trench Drains
221423 |  | PD | Channel Drainage Systems
221429 |  |  | SUMP PUMPS
221429 |  | SD | Full detailed drawings for pumps.
221429 |  | PD | Submersible Sump Pumps
221429 |  | PD | Wet-Pit-Volute Sump Pumps
221429 |  | PD | Sump-Pump Basins and Basin Covers
221429 |  | PD | Packaged Drainage-Pump Units
221429 |  | PD | Motors
221429 |  | CCS | Operation and Maintenance Data | F
221429.16 |  |  | SUBMERSIBLE SUMP PUMPS
221429.16 |  | PD | Non-Submersible Sump Pumps
221429.16 |  | PD | Submersible Sump Pumps
221429.16 |  | PD | Accessories
221429.16 |  | QCS | Manufacturer's Certificate
221429.16 |  | QCS | Field Quality-Control Submittals
221429.16 |  | QCS | Manufacturer Reports
221429.16 |  | QCS | Qualifications Statement
221463 |  |  | FACILITY STORM-WATER RETENTION TANKS
221463 |  | SD | Full detailed drawings for retention tanks.
221463 |  | PD | Steel, Pressure, Storm-Water Retention Tanks
221463 |  | PD | Steel, Nonpressure, Storm-Water Retention Tanks
221463 |  | PD | Insulated, Steel, Storm-Water Retention Tanks
221463 |  | PD | Plastic, Pressure, Storm-Water Retention Tanks
221463 |  | PD | Plastic, Nonpressure, Storm-Water Retention Tanks
221463 |  | PD | Paint Materials
221463 |  | QCS | Delegated-Design Submittal
221463 |  | QCS | Seismic Qualification Certificates
221463 |  | QCS | Welding Certificates
221513 |  |  | GENERAL-SERVICE COMPRESSED-AIR PIPING
221513 |  | PD | Plastic Pipes, Fittings and Valves
221513 |  | PD | Dielectric Fittings
221513 |  | PD | Flexible Pipe Connectors
221513 |  | PD | Safety Valves
221513 |  | PD | Pressure Regulators
221513 |  | PD | Automatic Drain Valves
221513 |  | PD | Filters
221513 |  | PD | Lubricators
221513 |  | PD | Quick Couplings
221513 |  | PD | Hose Assemblies
221513 |  | EPD | Environmental Product Declaration
221513 |  | QCS | Brazing/Brazing and Welding/Welding Certificates
221513 |  | QCS | Qualification Data: For installers.
221513 |  | QCS | Field Quality-Control Test Reports
221513 |  | CCS | Operation and Maintenance Data | F
221516 |  |  | GENERAL SERVICE COMPRESSED-AIR VALVES
221516 |  | PD | Gate Valves
221516 |  | PD | Ball Valves
221516 |  | PD | Butterfly Valves
221516 |  | PD | Check Valves - Horizontal Swing Type
221516 |  | PD | Pressure Relief Valves
221516 |  | PD | Pressure-Reducing Valves
221516 |  | PD | Pressure Regulators
221516 |  | QCS | Manufacturer's Certificate
221516 |  | QCS | Source Quality-Control Submittals
221516 |  | QCS | Field Quality-Control Submittals
221516 |  | QCS | Qualifications Statements
221516 |  | CCS | Project Record Documents | F
221516 |  | CCS | Operation and Maintenance Data | F
221519 |  |  | GENERAL-SERVICE PACKAGED AIR COMPRESSORS AND RECEIVERS
221519 |  | SD | Shop Drawings: Include diagrams for power, signal, and control wiring
221519 |  | PD | Lubricated, Reciprocating Air Compressors
221519 |  | PD | Oil-Free, Reciprocating Air Compressors
221519 |  | PD | Oilless, Reciprocating Air Compressors
221519 |  | PD | Oil-Free, Rotary-Screw Air Compressors
221519 |  | PD | Oil-Flooded, Rotary-Screw Air Compressors
221519 |  | PD | Oil-Free, Rotary, Sliding-Vane Air Compressors
221519 |  | PD | Oil-Sealed, Rotary, Sliding-Vane Air Compressors
221519 |  | PD | Inlet-Air Filters
221519 |  | PD | Air-Cooled, Compressed-Air Aftercoolers
221519 |  | PD | Water-Cooled, Compressed-Air Aftercoolers
221519 |  | PD | Refrigerant Compressed-Air Dryers
221519 |  | PD | Desiccant Compressed-Air Dryers
221519 |  | PD | Computer Interface Cabinet
221519 |  | PD | Motors
221519 |  | QCS | Delegated-Design Submittal
221519 |  | QCS | Seismic Qualification Certificates
221519 |  | QCS | Maintenance Material Submittals
221519 |  | CCS | Operation and Maintenance Data | F
223100 |  |  | DOMESTIC WATER SOFTENERS
223100 |  | SD | Shop Drawings: Include diagrams for power, signal, and control wiring
223100 |  | PD | Water Softeners
223100 |  | PD | Chemicals
223100 |  | PD | Water-Testing Sets
223100 |  | QCS | Seismic Qualification Data
223100 |  | QCS | Source Quality-Control Reports
223100 |  | QCS | Field Quality-Control Reports
223100 |  | QCS | Maintenance Material Submittals
223100 |  | CCS | Operation and Maintenance Data | F
223200 |  |  | DOMESTIC WATER FILTRATION EQUIPMENT
223200 |  | SD | Full detailed drawings for water filtration equipment.
223200 |  | PD | Bag-Type Filters
223200 |  | PD | Cartidge Filters
223200 |  | PD | Carbon Filters
223200 |  | PD | Sand Filters
223200 |  | PD | Separators
223200 |  | QCS | Seismic Qualification Certificates
223200 |  | QCS | Certificates of Shop Inspections and Data Reports
223200 |  | QCS | Welding Certificates
223200 |  | QCS | Source Quality-Control Reports
223200 |  | QCS | Field Quality-Control Reports
223200 |  | QCS | Maintenance Material Submittals
223200 |  | CCS | Operation and Maintenance Data | F
223300 |  |  | ELECTRIC, DOMESTIC-WATER HEATERS
223300 |  | SD | Shop Drawings: Include diagrams for power, signal, and control wiring
223300 |  | SD | Coordination Drawings
223300 |  | PD | Commercial, Electric, Domestic-Water Heaters
223300 |  | PD | Residential, Electric, Domestic-Water Heaters
223300 |  | PD | Electric, Tankless, Domestic-Water Heaters
223300 |  | PD | Domestic-Water Heater Accessories
223300 |  | QCS | Seismic Qualification Data
223300 |  | QCS | Product Certificates
223300 |  | QCS | Domestic-Water Heater Labeling
223300 |  | QCS | Source Quality-Control Reports
223300 |  | QCS | Field Quality-Control Reports
223300 |  | QCS | Sample Warranty
223300 |  | CCS | Operation and Maintenance Data | F
223400 |  |  | FUEL-FIRED, DOMESTIC-WATER HEATERS
223400 |  | SD | Shop Drawings: Include diagrams for power, signal, and control wiring
223400 |  | SD | Coordination Drawings
223400 |  | PD | Commercial, Gas-Fired, Storage, Domestic-Water Heaters
223400 |  | PD | Commercial, Finned-Tube, Gas-Fired, Domestic-Water Heaters
223400 |  | PD | Gas-Fired, Tankless, Domestic-Water Heaters
223400 |  | PD | Residential, Gas-Fired, Storage, Domestic-Water Heaters
223400 |  | PD | Oil-Fired, Domestic-Water Heaters
223400 |  | PD | Commercial, Gas- and Oil-Fired, Domestic-Water Heaters
223400 |  | PD | Domestic-Water Heater Accessories
223400 |  | QCS | Seismic Qualification Data
223400 |  | QCS | Product Certificates
223400 |  | QCS | Domestic-Water Heater Labeling
223400 |  | QCS | Source Quality-Control Reports
223400 |  | QCS | Field Quality-Control Reports
223400 |  | QCS | Sample Warranty
223400 |  | CCS | Operation and Maintenance Data | F
223500 |  |  | DOMESTIC-WATER HEAT EXCHANGERS
223500 |  | SD | Shop Drawings: Include diagrams for power, signal, and control wiring
223500 |  | SD | Coordination Drawings
223500 |  | PD | Shell-and-Tube, Domestic-Water Heat Exchangers
223500 |  | PD | Instantaneous, Domestic-Water Heaters
223500 |  | PD | Semi-Instantaneous, Domestic-Water Heaters
223500 |  | PD | Indirect-Fired, Storage, Domestic-Water Heaters
223500 |  | PD | Plate, Domestic-Water Heated Exchangers
223500 |  | PD | Drainline Heat Exchanger
223500 |  | PD | Accessories
223500 |  | QCS | Seismic Qualification Data
223500 |  | QCS | Product Certificates
223500 |  | QCS | Source Quality-Control Reports
223500 |  | QCS | Field Quality-Control Reports
223500 |  | QCS | Sample Warranty
223500 |  | CCS | Operation and Maintenance Data | F
224000 |  |  | PLUMBING FIXTURES
224000 |  | SD | Shop Drawings: Include diagrams for power, signal, and control wiring
224000 |  | PD | Water Softeners
224000 |  | PD | Chemicals
224000 |  | PD | Water-Testing Sets
224000 |  | QCS | Seismic Qualification Data
224000 |  | QCS | Source Quality-Control Reports
224000 |  | QCS | Field Quality-Control Reports
224000 |  | QCS | Sample Warranty
224000 |  | QCS | Maintenance Material Submittals
224000 |  | CCS | Operation and Maintenance Data | F
224100 |  |  | RESIDENTIAL PLUMBING FIXTURES
224100 |  | SD | Shop Drawings: Include diagrams for power, signal, and control wiring
224100 |  | SD | Coordination Drawings
224100 |  | PD | Bathtubs
224100 |  | PD | Bathtub Faucets
224100 |  | PD | Hydromassage Whirlpool Baths
224100 |  | PD | Air Massage Whirlpool Baths
224100 |  | PD | Walk-In Baths
224100 |  | PD | Bidets
224100 |  | PD | Lavatories
224100 |  | PD | Lavatory Faucets
224100 |  | PD | Showers
224100 |  | PD | Shower Faucets
224100 |  | PD | Bar Sinks
224100 |  | PD | Kitchen Sinks
224100 |  | PD | Laundry Trays
224100 |  | PD | Sink Faucets
224100 |  | PD | Laminar-Flow, Faucet-Spout Outlets
224100 |  | PD | Disposers
224100 |  | PD | Hot-Water Dispensers
224100 |  | PD | Water Closets
224100 |  | PD | Toilet Seats
224100 |  | PD | Supply Fittings
224100 |  | PD | Waste Fittings
224100 |  | PD | Grout
224100 |  | QCS | Sample Warranty
224100 |  | QCS | Maintenance Material Submittals
224100 |  | CCS | Operation and Maintenance Data | F
224213.13 |  |  | COMMERCIAL WATER CLOSETS
224213.13 |  | SD | Shop Drawings: Include diagrams for power, signal, and control wiring
224213.13 |  | PD | Floor-Mounted, Bottom-Outlet Water Closets
224213.13 |  | PD | Floor-Mounted, Back-Outlet Water Closets
224213.13 |  | PD | Wall-Mounted Water Closets
224213.13 |  | PD | Flushometer Valves
224213.13 |  | PD | Toilet Seats
224213.13 |  | PD | Supports
224213.13 |  | QCS | Maintenance Material Submittals
224213.13 |  | CCS | Operation and Maintenance Data | F
224213.16 |  |  | COMMERCIAL URINALS
224213.16 |  | SD | Shop Drawings: Include diagrams for power, signal, and control wiring
224213.16 |  | PD | Stall Urinals
224213.16 |  | PD | Wall-Hung Urinals
224213.16 |  | PD | Waterless Urinals
224213.16 |  | PD | Urinal Flushometer Valves
224213.16 |  | PD | Supports
224213.16 |  | QCS | Maintenance Material Submittals
224213.16 |  | CCS | Operation and Maintenance Data | F
224216.13 |  |  | COMMERCIAL LAVATORIES
224216.13 |  | SD | Shop Drawings: Include diagrams for power, signal, and control wiring of automatic faucets
224216.13 |  | SD | Coordination Drawings
224216.13 |  | PD | Enameled, Cast-Iron, Counter-Mounted Lavatories
224216.13 |  | PD | Vitreous-China, Counter-Mounted Lavatories
224216.13 |  | PD | Enameled, Cast-Iron, Wall-Mounted Lavatories
224216.13 |  | PD | Vitreous-China, Wall-Mounted Lavatories
224216.13 |  | PD | Precast GFRC, Wall-Mounted Lavatories with Integral Basin(s)
224216.13 |  | PD | Precast GFRC, Wall-Mounted, Single-Basin, Multi-Station Lavatory
224216.13 |  | PD | Precast GFRC, Freestanding Lavatories, Multi-Station
224216.13 |  | PD | Lavatory Systems
224216.13 |  | PD | Manually Operated Lavatory Faucets
224216.13 |  | PD | Automatically Operated Lavatory Faucets
224216.13 |  | PD | Supply Fittings
224216.13 |  | PD | Waste Fittings
224216.13 |  | PD | Lavatory Supports
224216.13 |  | QCS | Maintenance Material Submittals
224216.13 |  | CCS | Operation and Maintenance Data | F
224216.16 |  |  | COMMERCIAL SINKS
224216.16 |  | SD | Coordination Drawings
224216.16 |  | PD | Service Sinks
224216.16 |  | PD | Kitchen/Utility Sinks
224216.16 |  | PD | Handwash Sinks
224216.16 |  | PD | Sacristy Sinks
224216.16 |  | PD | Shampoo Bowls
224216.16 |  | PD | Manually Operated Sink Faucets
224216.16 |  | PD | Automatically Operated Sink Faucets
224216.16 |  | PD | Supply Fittings
224216.16 |  | PD | Waste Fittings
224216.16 |  | PD | Sink Supports
224216.16 |  | PD | Grout
224216.16 |  | QCS | Maintenance Material Submittals
224216.16 |  | CCS | Operation and Maintenance Data
224223 |  |  | COMMERICAL SHOWERS
224223 |  | PD | Individual Showers
224223 |  | PD | Shower Faucets
224223 |  | PD | Shower Basins
224223 |  | PD | Group Showers
224223 |  | PD | Outdoor Showers
224223 |  | PD | Grout
224223 |  | QCS | Maintenance Material Submittals
224223 |  | CCS | Operation and Maintenance Data | F
224233 |  |  | WASH FOUNTAINS
224233 |  | SD | Full detailed drawings for each type of wash fountain.
224233 |  | PD | Precast-Terrazzo, Circular Wash Fountains
224233 |  | PD | Solid-Surface, Circular Wash Fountains
224233 |  | PD | Stainless-Steel, Circular Wash Fountains
224233 |  | PD | Precast-Terrazzo, Semicircular Wash Fountains
224233 |  | PD | Solid-Surface, Semicircular Wash Fountains
224233 |  | PD | Stainless-Steel, Semicircular Wash Fountains
224233 |  | PD | Precast-Terrazzo, Corner Wash Fountains
224233 |  | PD | Solid-Surface, Corner Wash Fountains
224233 |  | PD | Stainless-Steel, Corner Wash Fountains
224233 |  | PD | Solid-Surface, Linear Wash Fountains
224233 |  | PD | Stainless-Steel, Linear Wash Fountains
224233 |  | QCS | Maintenance Material Submittals
224233 |  | CCS | Operation and Maintenance Data | F
224300 |  |  | HEALTHCARE PLUMBING FIXTURES
224300 |  | SD | Shop Drawings: Include diagrams for power, signal, and control wiring
224300 |  | PD | Healthcare Water Closets
224300 |  | PD | Flushometer Valves
224300 |  | PD | Toilet Seats
224300 |  | PD | Patient Care Units
224300 |  | PD | Healthcare Showers
224300 |  | PD | Healthcare Shower Faucets
224300 |  | PD | Healthcare Bathing Units
224300 |  | PD | Perineal Baths
224300 |  | PD | Bedpan Washers
224300 |  | PD | Bedpan Washing Equipment
224300 |  | PD | Clinic Sinks
224300 |  | PD | Plaster Sinks
224300 |  | PD | Scrub Sinks
224300 |  | PD | Sink Faucets
224300 |  | PD | Laminar-Flow, Faucet-Spout Outlets
224300 |  | PD | Hydrotherapy Whirlpools
224300 |  | PD | Outlet Boxes
224300 |  | PD | Morgue Equipment
224300 |  | PD | Supports
224300 |  | PD | Supply Fittings
224300 |  | PD | Waste Fittings
224300 |  | PD | Grout
224300 |  | QCS | Maintenance Material Submittals
224300 |  | CCS | Operation and Maintenance Data | F
224500 |  |  | EMERGENCY PLUMBING FIXTURES
224500 |  | SD | Full detailed drawings of plumbing fixtures.
224500 |  | PD | Emergency Showers
224500 |  | PD | Eyewash Equipment
224500 |  | PD | Eye/Face Wash Equipment
224500 |  | PD | Combination Units
224500 |  | PD | Supplemental Equipment
224500 |  | PD | Water-Tempering Equipment
224500 |  | QCS | Product Certificates
224500 |  | QCS | Field Quality-Control Test Reports
224500 |  | QCS | Maintenance Material Submittals
224500 |  | CCS | Operation and Maintenance Data | F
224600 |  |  | SECURITY PLUMBING FIXTURES
224600 |  | PD | Combination Units
224600 |  | PD | Stainless-Steel Water Closets
224600 |  | PD | Flushometer Valves
224600 |  | PD | Toilet Seats
224600 |  | PD | Urinals
224600 |  | PD | Stainless-Steel Lavatories
224600 |  | PD | Drinking Fountains
224600 |  | PD | Showers
224600 |  | PD | Service Sinks
224600 |  | PD | Supports
224600 |  | QCS | Maintenance Material Submittals
224600 |  | CCS | Operation and Maintenance Data | F
224713 |  |  | DRINKING FOUNTAINS
224713 |  | PD | Drinking Fountains
224713 |  | PD | Supports
224713 |  | CCS | Maintenance Data | F
224716 |  |  | PRESSURE WATER COOLERS
224716 |  | SD | Shop Drawings: Include diagrams for power, signal, and control wiring
224716 |  | PD | Type A: Freestanding - Flush to Wall
224716 |  | PD | Type B: Wall Mounted - Standard, Wheelchair Accessible, Bottle Filler, Vandal Resistant
224716 |  | PD | Type C: Semirecessed - Standard, Wheelchair Accessible
224716 |  | PD | Type D: Recessed - Wheelchair Accessible
224716 |  | PD | Type E: Surface Mounted - Standard, Wheelchair Accessible
224716 |  | PD | Type F: In-Wall Mounted - Standard, Wheelchair Accessible, Vandal Resistant
224716 |  | QCS | Maintenance Material Submittals
224716 |  | CCS | Maintenance Data | F
224723 |  |  | REMOTE WATER COOLERS
224723 |  | SD | Shop Drawings: Include diagrams for power, signal, and control wiring
224723 |  | PD | Type A Remote Water Cooler
224723 |  | QCS | Maintenance Material Submittals
224723 |  | CCS | Maintenance Data | F
225100 |  |  | SWIMMING POOL PLUMBING SYSTEMS
225100 |  | SD | Shop Drawings: Indicate detailed assembly of components of each system or sub-system
225100 |  | PD | Piping
225100 |  | PD | Valves
225100 |  | PD | Hangers and Supports
225100 |  | PD | Pool Specialties
225100 |  | PD | Pumps
225100 |  | PD | Water Heaters
225100 |  | PD | Heat Exchanger
225100 |  | PD | Filters
225100 |  | PD | Chemical Treatment
225100 |  | QCS | Manufacturer's Certificate
225100 |  | CCS | Project Record Documents
225100 |  | CCS | Operation and Maintenance Data | F
226000 |  |  | GAS AND VACUUM SYSTEMS FOR LABORATORY AND HEALTHCARE FACILITIES
226000 |  | SD | Shop Drawings: Indicate piping system schematic with electrical and connection requirements; General layout of control and alarm panels; and Detailed medical wall assembly drawings.
226000 |  | PD | Piping
226000 |  | PD | Valves
226000 |  | PD | System Components
226000 |  | PD | Compressors
226000 |  | PD | Vacuum Pumps
226000 |  | SAM | 2 copies of each outlet and valve
226000 |  | QCS | Brazers and Brazing Procedures
226000 |  | QCS | Welders and Welding Procedures
226000 |  | QCS | Medical Gas and Vacuum System Installer
226000 |  | QCS | System Verifier
226000 |  | QCS | Manufacturer's Certificate
226000 |  | QCS | Manufacturer's Field Reports
226000 |  | QCS | Installer's Test Reports
226000 |  | QCS | Verifier's Test Reports
226000 |  | CCS | Project Record Documents | F
226000 |  | CCS | Operation and Maintenance Data | F
226113 |  |  | COMPRESSED-AIR PIPING FOR LABORATORY AND HEALTHCARE FACILITIES
226113 |  | PD | Pipes, Tubes and Fittings
226113 |  | PD | Joining Materials
226113 |  | PD | Valves
226113 |  | PD | Medical Compressed-Air Service Connections
226113 |  | PD | Compressed-Air Manifolds
226113 |  | PD | Compressed-Air-Cylinder Storage Packs
226113 |  | QCS | Qualification Data: For Installer and testing agency.
226113 |  | QCS | Seismic Qualification Data
226113 |  | QCS | Material Certificates
226113 |  | QCS | Brazing Certificates
226113 |  | QCS | Field Quality-Control Reports
226113 |  | QCS | Source Quality Control Reports
226113 |  | QCS | Maintenance Material Submittals
226113 |  | CCS | Operation and Maintenance Data | F
226119 |  |  | COMPRESSED-AIR EQUIPMENT FOR LABORATORY AND HEALTHCARE FACILITIES
226119 |  | SD | Full detailed drawings for air compressors, compressed-air dryers and compressed-air purification systems.
226119 |  | PD | Reciprocating Air Compressors
226119 |  | PD | Liquid-Ring Air Compressors
226119 |  | PD | Rotary-Screw Air Compressors
226119 |  | PD | Scroll Air Compressors
226119 |  | PD | Diaphragm Air Compressors
226119 |  | PD | Inlet-Air Filters
226119 |  | PD | Compressed-Air Dryers
226119 |  | PD | Compressed-Air Purification Systems
226119 |  | PD | Compressed-Air Filter Assemblies
226119 |  | PD | Dental Air Compressors
226119 |  | PD | Dental Air-Compressor Control Panels
226119 |  | PD | Motors
226119 |  | QCS | Qualification Data: For Installer and testing agency.
226119 |  | QCS | Seismic Qualification Certificates
226119 |  | QCS | Field Quality-Control Reports
226119 |  | QCS | Maintenance Material Submittals
226119 |  | CCS | Operation and Maintenance Data | F
226213 |  |  | VACUUM PIPING FOR LABORATORY AND HEALTHCARE FACILITIES
226213 |  | PD | Pipes, Tubes and Fittings
226213 |  | PD | Joining Materials
226213 |  | PD | Valves
226213 |  | PD | Medical Vacuum Service Connections
226213 |  | QCS | Qualification Data: For Installer and testing agency.
226213 |  | QCS | Seismic Qualification Data
226213 |  | QCS | Material Certificates
226213 |  | QCS | Brazing Certificates
226213 |  | QCS | Field Quality-Control Reports
226213 |  | QCS | Source Quality Control Reports
226213 |  | QCS | Maintenance Material Submittals
226213 |  | CCS | Operation and Maintenance Data | F
226219 |  |  | VACUUM EQUIPMENT FOR LABORATORY AND HEALTHCARE FACILITIES
226219 |  | SD | Full detailed drawings for vacuum procedures.
226219 |  | PD | Reciprocating Vacuum Pumps
226219 |  | PD | Liquid-Ring Vacuum Pumps
226219 |  | PD | Oil-Sealed, Rotary-Screw Vacuum Pumps
226219 |  | PD | Rotary, Dry-Claw Vacuum Pumps
226219 |  | PD | Rotary, Sliding-Vane Vacuum Pumps
226219 |  | PD | Turbine Exhausters
226219 |  | PD | Diaphragm Vacuum Pumps
226219 |  | PD | Dental Vacuum Pumps
226219 |  | PD | Dental Vacuum Pump Control Panels
226219 |  | PD | Motors
226219 |  | QCS | Qualification Data: For Installer and testing agency.
226219 |  | QCS | Seimic Qualification Certificates
226219 |  | QCS | Field Quality-Control Reports
226219 |  | QCS | Maintenance Material Submittals
226219 |  | CCS | Operation and Maintenance Data | F
226313 |  |  | GAS PIPING FOR LABORATORY AND HEALTHCARE FACILITIES
226313 |  | SD | Shop Drawings: Include diagrams for power, signal, and control wiring
226313 |  | PD | Pipes, Tubes and Fittings
226313 |  | PD | Joining Materials
226313 |  | PD | Valves
226313 |  | PD | Gas-Service Connections
226313 |  | PD | Patient-Service Consoles
226313 |  | PD | Nitrogen Pressure-Control Panels
226313 |  | PD | Ceiling Columns
226313 |  | PD | Gas Manifolds
226313 |  | PD | Simplex Specialty Gas Manifolds
226313 |  | PD | Duplex Specialty Gas Manifolds
226313 |  | PD | Bulk Medical Gas Storage Tanks
226313 |  | PD | Gas Cylinder Storage Racks
226313 |  | QCS | Qualification Data: For Installer and testing agency.
226313 |  | QCS | Seismic Qualification Data
226313 |  | QCS | Material Certificates
226313 |  | QCS | Brazing Certificates
226313 |  | QCS | Field Quality Control Reports
226313 |  | QCS | Source Quality Control Reports
226313 |  | QCS | Maintenance Material Submittals
226313 |  | CCS | Operation and Maintenance Data | F
226400 |  |  | MEDICAL GAS ALARMS
226400 |  | SD | Shop Drawings: Include diagrams for power, signal, and control wiring
226400 |  | PD | Master Alarm Panels
226400 |  | PD | Anesthetizing-Area Alarm Panels
226400 |  | PD | Area Alarm Panels
226400 |  | PD | Dental-Area Alarm Panels
226400 |  | PD | Local Alarm Panels
226400 |  | PD | Computer-Interface Cabinet
226400 |  | QCS | Qualification Data: For Installer and testing agency.
226400 |  | QCS | Product Test Reports
226400 |  | QCS | Field Quality-Control Reports
226400 |  | CCS | Operation and Maintenance Data | F
226600 |  |  | CHEMICAL-WASTE SYSTEMS FOR LABORATORY AND HEALTHCARE FACILITIES
226600 |  | SD | Full detailed drawings for neutralization and leak-detection systems.
226600 |  | SD | Profile Drawings for Outdoor Underground Piping
226600 |  | SD | Coordination Drawings
226600 |  | PD | Single-Wall Pipe and Fittings
226600 |  | PD | Double-Containment Pipe and Fittings
226600 |  | PD | Field-Fabrication Containment Piping
226600 |  | PD | Joining Materials
226600 |  | PD | Piping Specialties
226600 |  | PD | Neutralization Tanks
226600 |  | PD | Neutralization Systems
226600 |  | PD | Manholes - Holding Tanks
226600 |  | PD | Leak-Detection Systems
226600 |  | QCS | Delegated-Design Submittal
226600 |  | QCS | Field Quality-Control Reports
226600 |  | QCS | Maintenance Material Submittals
226600 |  | CCS | Operation and Maintenance Data | F
226713 |  |  | PROCESSED WATER PIPING FOR LABORATORY AND HEALTHCARE FACILITIES
226713 |  | QCS | Seismic Qualification Data
226713 |  | QCS | Welding Certificates
226713 |  | QCS | Field Quality-Control Reports
226719 |  |  | PROCESSED WATER EQUIPMENT FOR LABORATORY AND HEALTHCARE FACILITIES
226719 |  | SD | Flow schematic of the proposed system.
226719 |  | PD | Multimedia Filtration
226719 |  | PD | Carbon Filter
226719 |  | PD | Water Softeners
226719 |  | PD | Dechlorination Filter
226719 |  | PD | Deionized (DI) Mixed Beds
226719 |  | PD | Reverse Osmosis (RO) Systems
226719 |  | PD | Purified-Water Storage Tank
226719 |  | PD | Recirculating Pump
226719 |  | PD | Point-of-Use Portable Polishers
226719 |  | PD | Ultra-Violet Sterilization Unit
226719 |  | PD | Recirculating Pure-Water Faucet
226719 |  | PD | Non-Recirculating Pure-Water Faucet
226719 |  | QCS | Seismic Qualification Data
226719 |  | QCS | Field Quality-Control Reports
226719 |  | QCS | Operation and Maintenance Data

## Div.23
SUBMITTALS FOR APPROVAL |  |  |  | Send to: | Critical Submittals | Contractor's Projected Dates Allow at least 4 weeks for Approval (allows time for any resubmission)
Spec Section | Sub Section | Type | Description | F | Mark "X" for all that apply | Projected Transmittal Date: | Projected Approval Date: | Projected Delivery Date:
F/O
D
230130.52 |  |  | EXISTING HVAC AIR DISTRIBUTION SYSTEM CLEANING
230130.52 |  | PD | Cleaning Methods
230130.52 |  | PD | Debris Collection Equipment
230130.52 |  | PD | Agitation System
230130.52 |  | PD | Cleaning Agents
230130.52 |  | PD | Insulation Repair Coating
230130.52 |  | PD | Antimicrobial Surface Treatment
230130.52 |  | QCS | Project Assessment Report and Work Plan
230130.52 |  | QCS | Duct Cleaning Procedure
230130.52 |  | QCS | Duct Cleaning Contractor Qualifications Data
230130.52 |  | QCS | Supervisor's Qualifications Data
230130.52 |  | QCS | Duct Cleaner's Qualifications Data
230130.52 |  | QCS | Qualification Data: For an ASCS, IEP, CMR and CMRS.
230130.52 |  | QCS | Field Quality-Control Reports
230130.52 |  | CCS | Final Report consisting of locations, conditions, verification reports and sample analysis. | F
230503 |  |  | PIPES AND TUBES FOR HVAC PIPING AND EQUIPMENT
230503 |  | SD | Shop Drawings: Indicate layout of piping systems, including equipment, critical dimensions, and sizes
230503 |  | PD | Material and Fittings - Steel Pipe
230503 |  | PD | Material and Fittings - Copper Tubing
230503 |  | PD | Material and Fittings - Ductile Iron Pipe
230503 |  | PD | Material and Fittings - PVC Pipe
230503 |  | PD | Material and Fittings - Fiberglass Pipe
230503 |  | PD | Material and Fittings - FRP Piping
230503 |  | PD | Material and Fittings - Polyethylene Pipe
230503 |  | PD | Material and Fittings - Composite Polyethylene Pipe
230503 |  | PD | Material and Fittings - ABS Pipe
230503 |  | PD | Material and Fittings - CPVC Pipe
230503 |  | EPD | Environmental Product Declaration
230503 |  | QCS | Design Data
230503 |  | QCS | Welder's Certificate
230516 |  |  | EXPANSION FITTINGS AND LOOPS FOR HVAC PIPING
230516 |  | PD | Packed Expansion Joints
230516 |  | PD | Packless Expansion Joints
230516 |  | PD | Grooved-Joint Expansion Joints
230516 |  | PD | Alignment Guides and Anchors
230516 |  | QCS | Welding Certificates
230516 |  | CCS | Maintenance Data | F
230517 |  |  | SLEEVES AND SLEEVE SEALS FOR HVAC PIPING
230517 |  | PD | Sleeves
230517 |  | PD | Stack-Sleeve Fittings
230517 |  | PD | Sleeve-Seal Systems
230517 |  | PD | Sleeve-Seal Fittings
230517 |  | PD | Grout
230517 |  | PD | Silicone Sealants
230517 |  | EPD | Environmental Product Declaration
230517 |  | QCS | Field Quality-Control Reports
230518 |  |  | ESCUTCHEONS FOR HVAC PIPING
230518 |  | PD | Escutcheons
230518 |  | PD | Floor Plates
230519 |  |  | METERS AND GAGES FOR HVAC PIPING
230519 |  | SD | Shop Drawings: Include diagrams for power, signal, and control wiring
230519 |  | PD | Bimetallic-Actuated Thermometers
230519 |  | PD | Filled-System Thermometers
230519 |  | PD | Liquid-In-Glass Thermometers
230519 |  | PD | Duct-Thermometer Mounting Brackets
230519 |  | PD | Thermowells
230519 |  | PD | Dial-Type Pressure Gages
230519 |  | PD | Gage Attachments
230519 |  | PD | Test Plugs
230519 |  | PD | Test-Plug Kits
230519 |  | PD | Sight Flow Indicators
230519 |  | PD | Flowmeters
230519 |  | PD | Thermal-Energy Meters
230519 |  | QCS | Product Certificates
230519 |  | CCS | Operation and Maintenance Data | F
230523 |  |  | GENERAL-DUTY VALVES FOR HVAC PIPING
230523 |  | PD | Gate Valves
230523 |  | PD | Globe Valves
230523 |  | PD | Ball Valves
230523 |  | PD | Plug Valves
230523 |  | PD | Butterfly Valves
230523 |  | PD | Check Valves
230523 |  | QCS | Manufacturer's Certificate
230523 |  | CCS | Project Record Documents | F
230523 |  | CCS | Operation and Maintenance Data | F
230523.11 |  |  | GLOBE VALVES FOR HVAC PIPING
230523.11 |  | PD | Bronze Angle Valves
230523.11 |  | PD | Bronze Globe Valves
230523.11 |  | PD | Iron Globe Valves
230523.12 |  |  | BALL VALVES FOR HVAC PIPING
230523.12 |  | PD | Bronze Ball Valves
230523.12 |  | PD | Steel Ball Valves
230523.12 |  | PD | Iron Ball Valves
230523.13 |  |  | BUTTERFLY VALVES FOR HVAC PIPING
230523.13 |  | PD | Iron, Single-Flange Butterfly Valves
230523-13 |  | PD | Ductile-Iron, Grooved-End Butterfly Valves
230523-13 |  | PD | High-Performance Butterfly Valves
230523.14 |  |  | CHECK VALVES FOR HVAC PIPING
230523.14 |  | PD | Bronze Lift Check Valves
230523.14 |  | PD | Bronze Swing Check Valves
230523.14 |  | PD | Iron Swing Check Valves
230523.14 |  | PD | Iron Swing Check Valves with Closure Control
230523.14 |  | PD | Iron, Grooved-End Swing Check Valves
230523.14 |  | PD | Iron, Center-Guided Check Valves
230523.14 |  | PD | Iron, Plate-Type Check Valves
230523.14 |  | QCS | Valve Schedule
230523.15 |  |  | GATE VALVES FOR HVAC PIPING
230523.15 |  | PD | Bronze Gate Valves
230523.15 |  | PD | Iron Gate Valves
230523.16 |  |  | PLUG VALVES FOR HVAC PIPING
230523.16 |  | PD | Class 125, Lubricated Plug Valves with Threaded Ends
230523.16 |  | PD | Class 125, Lubricated Plug Valves with Flanged Ends
230523.16 |  | PD | Class 125, Cylindrical, Lubricated Plug Valves with Threaded Ends
230523.16 |  | PD | Class 125, Cylindrical, Lubricated Plug Valves with Flanged Ends
230529 |  |  | HANGERS AND SUPPORTS FOR HVAC PIPING AND EQUIPMENT
230529 |  | SD | Shop Drawings: Show fabrication and installation details
230529 |  | PD | Trapeze Pipe Hangers
230529 |  | PD | Metal Framing Systems
230529 |  | PD | Fiberglass Strut Systems
230529 |  | PD | Pipe Stands
230529 |  | PD | Equipment Supports
230529 |  | QCS | Welding Certificates
230533 |  |  | HEAT TRACING FOR HVAC PIPING
230533 |  | SD | Full detailed drawings for electric heating cable.
230533 |  | PD | Plastic-Insulated, Series-Resistance Heating Cables
230533 |  | PD | Self-Regulating, Parallel-Resistance Heating Cables
230533 |  | PD | Controls
230533 |  | QCS | Field Quality-Control Reports
230533 |  | QCS | Sample Warranty
230533 |  | QCS | Operation and Maintenance Data
230546 |  |  | COATINGS FOR HVAC
230546 |  | PD | Corrosion-Resistant Coating Systems, General
230546 |  | PD | Bake-Cured Corrosion-Resistant Coating Systems
230546 |  | PD | Air-Dried Corrosion-Resistant Coating Systems
230546 |  | QCS | Source Quality-Control Reports
230546 |  | QCS | Maintenance Material Submittals
230548 |  |  | VIBRATION AND SEISMIC CONTROLS FOR HVAC
230548 |  | SD | Shop Drawings: Detail fabrication and assembly of equipment bases, and Vibration Isolation Base Details.
230548 |  | PD | Elastomeric Isolation Pads
230548 |  | PD | Elastomeric Isolation Mounts
230548 |  | PD | Restrained Elastomeric Isolation Mounts
230548 |  | PD | Open-Spring Isolators
230548 |  | PD | Housed-Spring Isolators
230548 |  | PD | Restrained-Spring Isolators
230548 |  | PD | Housed-Restrained-Spring Isolators
230548 |  | PD | Pipe-Riser Resilient Support
230548 |  | PD | Resilient Pipe Guides
230548 |  | PD | Air-Spring Isolators
230548 |  | PD | Restrained-Air-Spring Isolators
230548 |  | PD | Elastomeric Hangers
230548 |  | PD | Spring Hangers
230548 |  | PD | Snubbers
230548 |  | PD | Restraints - Rigid Type
230548 |  | PD | Restraints - Cable Type
230548 |  | PD | Restraint Accessories
230548 |  | PD | Post-Installed Concrete Anchors
230548 |  | PD | Concrete Inserts
230548 |  | PD | Vibration Isolation Equipment Bases
230548 |  | PD | Restrained Isolation Roof-Curb Rails
230548 |  | QCS | Delegated-Design Submittal
230548 |  | QCS | Qualification Data: For professional engineer and testing agency.
230548 |  | QCS | Welding Certificates
230548 |  | QCS | Wind-Force Performance Certification
230548 |  | CCS | Operation and Maintenance Data | F
230548.13 |  |  | VIBRATION CONTROLS FOR HVAC
230548.13 |  | SD | Shop Drawings: Detail fabrication and assembly of equipment bases, and Vibration Isolation Base Details.
230548.13 |  | PD | Elastomeric Isolation Pads
230548.13 |  | PD | Elastomeric Isolation Mounts
230548.13 |  | PD | Restrained Elastomeric Isolation Mounts
230548.13 |  | PD | Open-Spring Isolators
230548.13 |  | PD | Housed-Spring Isolators
230548.13 |  | PD | Restrained-Spring Isolators
230548.13 |  | PD | Housed-Restrained-Spring Isolators
230548.13 |  | PD | Pipe-Riser Resilient Support
230548.13 |  | PD | Resilient Pipe Guides
230548.13 |  | PD | Air-Spring Isolators
230548.13 |  | PD | Restrained-Air-Spring Isolators
230548.13 |  | PD | Elastomeric Hangers
230548.13 |  | PD | Spring Hangers
230548.13 |  | PD | Snubbers
230548.13 |  | PD | Restraints - Rigid Type
230548.13 |  | PD | Restraints - Cable Type
230548.13 |  | PD | Restraint Accessories
230548.13 |  | PD | Post-Installed Concrete Anchors
230548.13 |  | PD | Concrete Inserts
230548.13 |  | PD | Vibration Isolation Equipment Bases
230548.13 |  | PD | Restrained Isolation Roof-Curb Rails
230548.13 |  | QCS | Delegated-Design Submittal
230548.13 |  | QCS | Qualification Data: For testing agency.
230548.13 |  | QCS | Welding Certificates
230548.13 |  | QCS | Field Quality-Control Reports
230548.13 |  | QCS | Operation and Maintenance Data | F
230553 |  |  | IDENTIFICATION FOR HVAC PIPING AND EQUIPMENT
230553 |  | PD | Equipment Labels
230553 |  | PD | Warning Signs and Labels
230553 |  | PD | Pipe Labels
230553 |  | PD | Duct Labels
230553 |  | PD | Stencils
230553 |  | PD | Valve Tags
230553 |  | PD | Valve Service Identification Chart Frames
230553 |  | PD | Warning Tags
230553 |  | SAM | For color, letter style, and graphic representation required for each identification material and device.
230553 |  | QCS | Equipment Label Schedule
230553 |  | QCS | Valve Numbering Scheme
230553 |  | QCS | Valve Schedule
230566 |  |  | ANTIMICROBIAL ULTRAVIOLET LAMP SYSTEMS FOR HVAC
230566 |  | SD | Full detailed drawings for UV-C lamp system.
230566 |  | PD | Antimicrobial UV-C Lamp Systems for Large Air-Handling Units
230566 |  | PD | Antimicrobial UV-C Lamp Systems for Packaged Air-Handling Units
230566 |  | PD | Controls
230566 |  | QCS | Maintenance Material Submittals | F
230566 |  | CCS | Operation and Maintenance Data | F
230593 |  |  | TESTING, ADJUSTING, AND BALANCING FOR HVAC
230593 |  | QCS | Qualification Data
230593 |  | QCS | Certified TAB Reports
230593 |  | QCS | Sample Report Forms
230700 |  |  | HVAC INSULATION
230700 |  | PD | Pipe Insulation
230700 |  | PD | Pipe Insulation Jackets
230700 |  | PD | Pipe Insulation Accessories
230700 |  | PD | Equipment Insulation
230700 |  | PD | Equipment Insulation Jackets
230700 |  | PD | Equipment Insulation Accessories
230700 |  | PD | Ductwork Insulation
230700 |  | PD | Ductwork Insulation Jackets
230700 |  | PD | Ductwork Insulation Accessories
230700 |  | SAM | 2 samples of representative size illustrating each insulation type.
230700 |  | QCS | Manufacturer's Certificate
230713 |  |  | DUCT INSULATION
230713 |  | PD | Insulation Materials
230713 |  | PD | Fire-Rated Insulation Systems
230713 |  | PD | Adhesives
230713 |  | PD | Mastics and Coatings
230713 |  | PD | Lagging Adhesives
230713 |  | PD | Sealants
230713 |  | PD | Field-Applied Fabric-Reinforcing Mesh
230713 |  | PD | Field-Applied Cloths
230713 |  | PD | Tapes
230713 |  | PD | Securements
230713 |  | PD | Corner Angles
230713 |  | SAM | Sheet Form Insulation Materials
230713 |  | SAM | Sheet Jacket Materials
230713 |  | SAM | Manufacturer's Color Charts
230713 |  | QCS | Materials Schedule
230713 |  | QCS | Qualification Data: For qualified Installer.
230716 |  |  | HVAC EQUIPMENT INSULATION
230716 |  | PD | Insulation Materials
230716 |  | PD | Insulating Cements
230716 |  | PD | Adhesives
230716 |  | PD | Lagging Adhesives
230716 |  | PD | Sealants
230716 |  | PD | Factory-Applied Jackets
230716 |  | PD | Field-Applied Fabric-Reinforcing Mesh
230716 |  | PD | Field-Applied Cloths
230716 |  | PD | Field-Applied Jackets
230716 |  | PD | Tapes
230716 |  | PD | Securements
230716 |  | PD | Corner Angles
230716 |  | SAM | Sheet Form Insulation Materials
230716 |  | SAM | Sheet Jacket Materials
230716 |  | SAM | Manufacturer's Color Charts
230716 |  | QCS | Qualification Data: For qualified Installer.
230716 |  | QCS | Field Quality-Control Reports
230719 |  |  | HVAC PIPING INSULATION
230719 |  | PD | Insulation Materials
230719 |  | PD | Insulating Cements
230719 |  | PD | Adhesives
230719 |  | PD | Mastics and Coatings
230719 |  | PD | Lagging Adhesives
230719 |  | PD | Sealants
230719 |  | PD | Factory-Applied Jackets
230719 |  | PD | Field-Applied Reinforcing Mesh
230719 |  | PD | Field-Applied Cloths
230719 |  | PD | Field-Applied Jackets
230719 |  | PD | Tapes
230719 |  | PD | Securements
230719 |  | SAM | Preformed Pipe Insulation Materials
230719 |  | SAM | Sheet Form Insulation Materials
230719 |  | SAM | Jacket Materials for Pipe
230719 |  | SAM | Sheet Jacket Materials
230719 |  | SAM | Manufacturer's Color Charts
230719 |  | QCS | Qualification Data: For qualified Installer.
230719 |  | QCS | Field Quality-Control Reports
230800 |  |  | COMMISSIONING OF HVAC
230800 |  | QCS | Draft Forms
230800 |  | QCS | Test Reports
230800 |  | QCS | Field Reports
230800 |  | CCS | Project Record Documents | F
230800 |  | CCS | Operation and Maintenance Data | F
230900 |  |  | INSTRUMENTATION AND CONTROL FOR HVAC
230900 |  | SD | Shop Drawings: Indicate operating data, system drawings, wiring diagrams, and written, detailed operational description of sequences
230900 |  | SD | Coordination Submittals
230900 |  | PD | Air-Supply Piping and Tubing
230900 |  | PD | Control Panel Enclosures
230900 |  | PD | Humidistats
230900 |  | PD | Thermostats
230900 |  | PD | Time Clocks
230900 |  | PD | Alarm System
230900 |  | PD | Control Air Dampers
230900 |  | PD | Electric Damper Actuators
230900 |  | PD | Control Valves
230900 |  | PD | Electric Valve Actuators
230900 |  | PD | Outside Air Measuring and Modulation Device
230900 |  | PD | Direct Digital Control System Components
230900 |  | PD | Duct-Mounted Smoke Detector
230900 |  | PD | Differential Pressure Monitor
230900 |  | SAM | 2 samples of each type of room thermostat and cover, thermostat guards and of each exposed control component.
230900 |  | QCS | Manufacturer's Certificate
230900 |  | QCS | Field Quality-Control Submittals
230900 |  | QCS | Qualification Statements
230900 |  | CCS | Project Record Documents | F
230900 |  | CCS | Operation and Maintenance Data | F
230923 |  |  | DIRECT DIGITAL CONTROL (DDC) SYSTEM FOR HVAC
230923 |  | SD | Full detailed drawings for DDC System.
230923 |  | SD | Coordination Drawings
230923 |  | PD | DDC System
230923 |  | PD | Panel-Mounted, Manual Override Switches
230923 |  | PD | System Architecture
230923 |  | PD | DDC System Operator Interfaces
230923 |  | PD | Networks
230923 |  | PD | Network Communication Protocol
230923 |  | PD | DDC System Wireless Networks
230923 |  | PD | Desktop Workstations
230923 |  | PD | Portable Workstations
230923 |  | PD | Portable Operator Terminal
230923 |  | PD | Servers
230923 |  | PD | Printers
230923 |  | PD | System Software
230923 |  | PD | Office Application Software
230923 |  | PD | Maintenance Management Software
230923 |  | PD | Ashrae 135 Gateways
230923 |  | PD | Ashrae 135 Protocol Analyzer
230923 |  | PD | CEA-709.1-C Network Hardware
230923 |  | PD | Wireless Routers for Operator Interface
230923 |  | PD | DDC Controllers
230923 |  | PD | Network Controllers
230923 |  | PD | Programmable Application Controllers
230923 |  | PD | Application-Specific Controllers
230923 |  | PD | Controller Software
230923 |  | PD | Enclosures
230923 |  | PD | Relays
230923 |  | PD | Electrical Power Devices
230923 |  | PD | Uninterruptable Power Supply (UPS) Units for Workstations
230923 |  | PD | Pneumatic and Pressure Instrument Signal Air Piping and Tubing
230923 |  | PD | Process Tubing
230923 |  | PD | Control Wire and Cable
230923 |  | PD | Raceways
230923 |  | PD | Optical Fiber Cable and Connectors
230923 |  | PD | Accessories
230923 |  | PD | Identification
230923 |  | SAM | Gas Instruments
230923 |  | SAM | Moisture Instruments
230923 |  | SAM | Motion Instruments
230923 |  | SAM | Pressure Instruments
230923 |  | SAM | Temperature Instruments
230923 |  | QCS | Software Close
230923 |  | QCS | System Description
230923 |  | QCS | Delegated-Design Submittal
230923 |  | QCS | Qualification Data
230923 |  | QCS | Welding Certificates
230923 |  | QCS | Product Certificates
230923 |  | QCS | Product Test Reports
230923 |  | QCS | Preconstruction Test Reports
230923 |  | QCS | Source Quality-Control Reports
230923 |  | QCS | Field Quality-Control Reports
230923 |  | QCS | Sample Warranty
230923 |  | QCS | Maintenance Material Submittals
230923 |  | CCS | Operation and Maintenance Data | F
230923.11 |  |  | CONTROL VALVES
230923.11 |  | SD | Full detailed drawings of control valves.
230923.11 |  | SD | Coordination Drawings
230923.11 |  | PD | Ball-Style Control Valves
230923.11 |  | PD | Butterfly-Style Control Valves
230923.11 |  | PD | Globe-Style Control Valves
230923.11 |  | PD | Solenoid Valves
230923.11 |  | PD | Self-Contained Temperature Regulating Valve
230923.11 |  | PD | Pneumatic Control Valve Actuators
230923.11 |  | PD | Electric and Electronic Control Valve Actuators
230923.11 |  | QCS | Delegated-Design Submittal
230923.11 |  | CCS | Operation and Maintenance Data | F
230923.12 |  |  | CONTROL DAMPERS
230923.12 |  | SD | Full detailed drawings of control dampers.
230923.12 |  | SD | Coordination Drawings
230923.12 |  | PD | Rectangular Control Dampers
230923.12 |  | PD | Round Control Dampers
230923.12 |  | PD | General Control-Damper Actuators Requirements
230923.12 |  | PD | Pneumatic Actuators
230923.12 |  | PD | Electric and Electronic Actuators
230923.12 |  | QCS | Delegated-Design Submittal
230923.12 |  | CCS | Operation and Maintenance Data | F
230923.13 |  |  | ENERGY METERS
230923.13 |  | SD | Full detailed drawings of energy meters.
230923.13 |  | PD | Thermal Energy Meters
230923.13 |  | PD | Electronic Power Meters
230923.13 |  | QCS | Product Certificates
230923.13 |  | CCS | Operation and Maintenance Data | F
230923.14 |  |  | FLOW INSTRUMENTS
230923.14 |  | SD | Full detailed drawings of each flow instrument.
230923.14 |  | PD | Airflow Measurement Stations and Sensors
230923.14 |  | PD | Airflow Switches
230923.14 |  | PD | Airflow Transmitters
230923.14 |  | PD | Liquid Flow Meters
230923.14 |  | PD | Liquid Flow Sensors (Primary Elements)
230923.14 |  | PD | Liquid Flow Switches
230923.14 |  | PD | Liquid Flow Transmitters
230923.14 |  | QCS | Delegated-Design Submittal
230923.14 |  | QCS | Product Certificates
230923.14 |  | QCS | Product Test Reports
230923.14 |  | QCS | Maintenance Material Submittals
230923.14 |  | CCS | Operation and Maintenance Data | F
230923.16 |  |  | GAS INSTRUMENTS
230923.16 |  | SD | Full detailed drawings of each gas instrument.
230923.16 |  | SD | Coordination Drawings
230923.16 |  | PD | Carbon-Dioxide Sensors and Transmitters
230923.16 |  | PD | Combination Carbon-Dioxide and VOC Sensors and Transmitters
230923.16 |  | PD | Single-Point Oxygen Monitoring System
230923.16 |  | PD | Multipoint Carbon-Monoxide Monitoring System
230923.16 |  | PD | VOC Sensors and Transmitters
230923.16 |  | SAM | For each exposed product installed in finished space.
230923.16 |  | QCS | Product Test Reports
230923.16 |  | CCS | Operation and Maintenance Data | F
230923.17 |  |  | LEVEL INSTRUMENTS
230923.17 |  | SD | Full detailed drawings of each level instrument.
230923.17 |  | PD | Level Switches
230923.17 |  | PD | Level Transmitters
230923.17 |  | CCS | Operation and Maintenance Data | F
230923.18 |  |  | LEAK DETECTION INSTRUMENTS
230923.18 |  | SD | Full detailed drawings of each leak detection instrument.
230923.18 |  | PD | Leak-Detection Switches
230923.18 |  | CCS | Operation and Maintenance Data | F
230923.19 |  |  | MOISTURE INSTRUMENTS
230923.19 |  | SD | Full detailed drawings of each moisture instrument.
230923.19 |  | PD | Moisture Switches
230923.19 |  | PD | Moisture Sensors and Transmitters
230923.19 |  | CCS | Operation and Maintenance Data | F
230923.21 |  |  | MOTION INSTRUMENTS
230923.21 |  | SD | Full detailed drawings of each motion instrument.
230923.21 |  | SD | Coordination Drawings
230923.21 |  | PD | Indoor Motion Sensors
230923.21 |  | PD | Switchbox-Mounted Motion Sensors
230923.21 |  | QCS | Field Quality-Control Reports
230923.21 |  | CCS | Operation and Maintenance Data | F
230923.22 |  |  | POSITION INSTRUMENTS
230923.22 |  | SD | Full detailed drawings of each position instrument.
230923.22 |  | PD | Position Limit Switches
230923.23 |  |  | PRESSURE INSTRUMENTS
230923.23 |  | SD | Full detailed drawings of each pressure instrument.
230923.23 |  | SD | Coordination Drawings
230923.23 |  | PD | Air-Pressure Sensors
230923.23 |  | PD | Air-Pressure Switches
230923.23 |  | PD | Air-Pressure Transmitters
230923.23 |  | PD | Liquid-Pressure Switches
230923.23 |  | PD | Liquid-Pressure Transmitters
230923.23 |  | QCS | Product Certificates
230923.23 |  | QCS | Product Test Reports
230923.23 |  | QCS | Source Quality-Control Reports
230923.23 |  | QCS | Field Quality-Control Reports
230923.23 |  | CCS | Operation and Maintenance Data | F
230923.24 |  |  | SPEED INSTRUMENTS
230923.24 |  | SD | Full detailed drawings of each speed instrument.
230923.24 |  | PD | Rotational Speed Switches
230923.24 |  | CCS | Operation and Maintenance Data | F
230923.27 |  |  | TEMPERATURE INSTRUMENTS
230923.27 |  | SD | Full detailed drawings of each temperature instrument.
230923.27 |  | SD | Coordination Drawings
230923.27 |  | PD | Air Temperature Sensors
230923.27 |  | PD | Combination Air Temperature Sensor and Switch
230923.27 |  | PD | Air Temperature Switches
230923.27 |  | PD | Air Temperature RTD Transmitters
230923.27 |  | PD | Liquid and Steam Temperature Sensors, Commercial Grade
230923.27 |  | PD | Liquid and Steam Temperature Sensors, High-End Commercial Grade
230923.27 |  | PD | Liquid and Steam Temperature Sensors, Industrial Grade
230923.27 |  | PD | Liquid Temperature Switches
230923.27 |  | PD | Liquid and Steam Temperature Transmitters, Commercial Grade
230923.27 |  | PD | Liquid and Steam Temperature Transmitters, Industrial Grade
230923.27 |  | SAM | For each exposed product installed in finished space.
230923.27 |  | QCS | Product Certificates
230923.27 |  | QCS | Product Test Reports
230923.27 |  | QCS | Field Quality-Control Reports
230923.27 |  | QCS | Maintenance Material Submittals | F
230923.33 |  |  | VIBRATION INSTRUMENTS
230923.33 |  | SD | Full detailed drawings of each vibration instrument.
230923.33 |  | PD | Mechanical Vibration Switches
230923.33 |  | PD | Electronic Vibration Switches
230923.33 |  | PD | Combination Vibration Switch and Transmitters
230923.33 |  | CCS | Operation and Maintenance Data | F
230923.43 |  |  | WEATHER STATIONS
230923.43 |  | SD | Full detailed drawings of weather stations.
230923.43 |  | PD | Weather Station
230923.43 |  | QCS | Field Quality-Control Reports
230923.43 |  | CCS | Operation and Maintenance Data | F
230953 |  |  | PNEUMATIC AND ELECTRIC CONTROL SYSTEM FOR HVAC
230953 |  | SD | Shop Drawings: Indicate operating data, system drawings, piping and wiring diagrams, and written detailed operational description of sequences
230953 |  | PD | Air Control Dampers
230953 |  | PD | Pneumatic Controls
230953 |  | PD | Control Panel Enclosures
230953 |  | PD | Receiver Controllers
230953 |  | PD | Pneumatic Systems Accessories
230953 |  | PD | Alarm System
230953 |  | PD | Air Supply
230953 |  | PD | Refrigerated Air Dryer
230953 |  | PD | Air Supply Piping and Tubing
230953 |  | PD | Control Valves
230953 |  | PD | Pneumatic Valve Actuators
230953 |  | PD | Control Dampers
230953 |  | PD | Pneumatic Damper Actuators
230953 |  | PD | Inlet Vane Actuators
230953 |  | PD | Outside Air Measuring and Modulation Device
230953 |  | PD | Electrical Characteristics and Components
230953 |  | SAM | 2 samples of each type of room thermostat and cover, thermostat guard and of each exposed control component.
230953 |  | QCS | Design Data
230953 |  | QCS | Manufacturer's Certificate
230953 |  | QCS | Manufacturer's Field Reports
230953 |  | CCS | Project Record Documents | F
230953 |  | CCS | Operation and Maintenance Data | F
230993 |  |  | SEQUENCE OF OPERATIONS FOR HVAC CONTROLS
230993 |  | SD | Shop Drawings: Indicate mechanical system controlled and control system components
230993 |  | CCS | Closeout Procedures | F
230993 |  | CCS | Project Record Documents | F
230993.11 |  |  | SEQUENCE OF OPERATIONS FOR HVAC DDC
230993.11 |  | SD | Riser Diagrams
230993.11 |  | SD | Schematic Diagram
230993.11 |  | SD | Wiring Diagram
230993.11 |  | PD | Instrumentation list for each controlled system.
230993.11 |  | PD | Complete description of the operation of the control system.
231113 |  |  | FACILITY FUEL-OIL PIPING
231113 |  | SD | Full detailed drawings for fuel-oil piping.
231113 |  | SD | Coordination Drawings
231113 |  | PD | Fuel-Oil Pipes, Tubes, and Fittings
231113 |  | PD | Double-Containment Pipe and Fittings
231113 |  | PD | Piping Specialties
231113 |  | PD | Joining Materials
231113 |  | PD | Specialty Valves
231113 |  | PD | Mechanical Leak-Detection Valves
231113 |  | PD | Leak-Detection and Monitoring System
231113 |  | PD | Labels and Identification
231113 |  | EPD | Environmental Product Declaration
231113 |  | QCS | Delegated-Design Submittal
231113 |  | QCS | Brazing Certificates
231113 |  | QCS | Welding Certificates
231113 |  | QCS | Field Quality-Control Reports
231113 |  | QCS | Sample Warranty
231113 |  | QCS | Maintenance Material Submittals
231113 |  | CCS | Operation and Maintenance Data | F
231116 |  |  | FACILITY GASOLINE PIPING
231116 |  | SD | Full detailed drawings of each piping system.
231116 |  | PD | Piping
231116 |  | PD | Valves
231116 |  | PD | Hangers and Supports
231116 |  | PD | Fuel Piping Specialties
231116 |  | PD | Leak Detection and Location System
231116 |  | QCS | Manufacturer's Certificate
231116 |  | QCS | Welders' Certificates
231116 |  | QCS | Delegated Design Submittal
231116 |  | QCS | Test and Evaluation Reports
231116 |  | QCS | Field Quality-Control Submittals
231116 |  | QCS | Manufacturer Reports
231116 |  | QCS | Qualification Statements
231116 |  | QCS | Product Cost Data
231116 |  | QCS | Maintenance Material Submittals
231116 |  | CCS | Project Record Documents
231116 |  | CCS | Identify and describe unexpected variations to subsoil conditions or discovery of uncharted utilities. | F
231123 |  |  | FACILITY NATURAL-GAS PIPING
231123 |  | SD | Full detailed drawings for facility natural-gas piping.
231123 |  | SD | Coordination Drawings
231123 |  | SD | Site Survey
231123 |  | PD | Piping Specialties
231123 |  | PD | Corrugated, Stainless-Steel Tubing with Associated Components
231123 |  | PD | Valves
231123 |  | PD | Pressure Regulators
231123 |  | PD | Service Meters
231123 |  | PD | Dielectric Fittings
231123 |  | EPD | Environmental Product Declaration
231123 |  | QCS | Delegated-Design Submittal
231123 |  | QCS | Qualification Data: For qualified professional engineer.
231123 |  | QCS | Welding Certificates
231123 |  | QCS | Field Quality-Control Reports
231123 |  | CCS | Operation and Maintenance Data | F
231126 |  |  | FACILITY LIQUEFIED-PETROLEUM GAS PIPING
231126 |  | SD | Full detailed drawings for facility LPG piping.
231126 |  | SD | Coordination Drawings
231126 |  | SD | Site Survey
231126 |  | PD | Piping Specialties
231126 |  | PD | Corrugated Stainless-Steel Tubing with Associated Components
231126 |  | PD | Valves
231126 |  | PD | Pressure Regulators
231126 |  | PD | Service Meters
231126 |  | PD | Dielectric Fittings
231126 |  | PD | Storage Containers
231126 |  | PD | Transport Truck Unloading Specialties
231126 |  | PD | Pumps
231126 |  | PD | Vaporizers
231126 |  | PD | Air Mixers
231126 |  | EPD | Environmental Product Declaration
231126 |  | QCS | Delegated-Design Submittal
231126 |  | QCS | Qualification Data: For qualified professional engineer.
231126 |  | QCS | Seismic Qualification Data
231126 |  | QCS | Welding Certificates
231126 |  | QCS | Field Quality-Control Reports
231126 |  | CCS | Operation and Maintenance Data | F
231213 |  |  | FACILITY FUEL-OIL PUMPS
231213 |  | SD | Full detailed drawings for fuel-oil pumps.
231213 |  | PD | Submersible Fuel-Oil Storage Tank Pumps
231213 |  | PD | Simplex Fuel-Oil Transfer Pumps
231213 |  | PD | Duplex, Triplex Fuel-Oil Transfer Pump Sets
231213 |  | PD | Fuel Maintenance System
231213 |  | PD | Motors
231213 |  | QCS | Qualification Data: For qualified professional engineer.
231213 |  | QCS | Seismic Qualification Certificates
231213 |  | QCS | Field Quality-Control Reports
231213 |  | QCS | Sample Warranty
231213 |  | CCS | Operation and Maintenance Data | F
231216 |  |  | FACILITY GASOLINE DISPENSING PUMPS
231216 |  | PD | Gasoline Dispensers
231216 |  | QCS | Manufacturer's Certificate
231216 |  | QCS | Source Quality-Control Submittals
231216 |  | QCS | Field Quality-Control Submittals
231216 |  | QCS | Manufacturer Reports
231216 |  | QCS | Qualifications Statements
231216 |  | QCS | Maintenance Material Submittals
231216 |  | CCS | Project Record Documents | F
231300 |  |  | FACILITY FUEL-STORAGE TANKS
231300 |  | SD | Tanks
231300 |  | PD | Tanks
231300 |  | PD | Leak Detection and Location System
231300 |  | QCS | Test Reports
231300 |  | QCS | Manufacturer's Certificate
231300 |  | QCS | Manufacturer's Field Reports
231300 |  | CCS | Project Record Documents | F
231300 |  | CCS | Operation and Maintenance Data | F
231313 |  |  | FACILITY UNDERGROUND FUEL-OIL STORAGE TANKS
231313 |  | SD | Full detailed drawings for underground fuel-oil storage tanks.
231313 |  | SD | Site Survey
231313 |  | PD | Steel, Fuel-Oil UST with STI-P3
231313 |  | PD | Composite, Steel, Fuel-Oil UST
231313 |  | PD | Jacketed, Steel, Fuel-Oil UST
231313 |  | PD | FRP Fuel-Oil UST
231313 |  | PD | Fuel-Oil UST Accessories
231313 |  | PD | Liquid-Level Gage System
231313 |  | PD | Leak-Detection and Monitoring System
231313 |  | PD | Fuel Oil
231313 |  | PD | Concrete Manholes
231313 |  | PD | Labeling and Identifying
231313 |  | QCS | Field Quality-Control Reports
231313 |  | QCS | Sample Warranty
231323 |  |  | FACILITY ABOVEGROUND FUEL-OIL STORAGE TANKS
231323 |  | SD | Full detailed drawings for aboveground fuel-oil storage tanks.
231323 |  | SD | Site Survey
231323 |  | PD | Vertical, Steel, Fuel-Oil AST
231323 |  | PD | Horizontal, Steel, Fuel-Oil AST
231323 |  | PD | Containment-Dike, Steel, Fuel-Oil AST
231323 |  | PD | Insulated, Steel, Fuel-Oil AST
231323 |  | PD | Concrete-Vaulted, Steel, Fuel-Oil AST
231323 |  | PD | Shop Painting of AST
231323 |  | PD | Fuel-Oil AST Accessories
231323 |  | PD | Liquid-Level Gage System
231323 |  | PD | Leak-Detection and Monitoring System
231323 |  | PD | Fuel Oil
231323 |  | QCS | Qualification Data: For qualified professional engineer.
231323 |  | QCS | Seismic Qualification Data
231323 |  | QCS | Brazing Certificates
231323 |  | QCS | Welding Certificates
231323 |  | QCS | Field Quality-Control Reports
231323 |  | QCS | Sample Warranty
231323 |  | CCS | Operation and Maintenance Data | F
232113 |  |  | HYDRONIC PIPING
232113 |  | PD | Pipe and Tube
232113 |  | PD | Fittings
232113 |  | PD | Joining Materials
232113 |  | PD | Transition Fittings
232113 |  | PD | Bypass Chemical Feeder
232113 |  | EPD | Environmental Product Declaration
232113 |  | QCS | Qualification Data: For Installer.
232113 |  | QCS | Welding Certificates
232113 |  | QCS | Field Quality-Control Reports
232113.13 |  |  | UNDERGROUND HYDRONIC PIPING
232113.13 |  | SD | Full detailed drawings for underground hydronic piping.
232113.13 |  | PD | Preengineered Conduit Piping System Components
232113.13 |  | PD | Preengineered Cased Piping System Components
232113.13 |  | PD | Cased Piping
232113.13 |  | PD | Loose-Fill Insulation
232113.13 |  | EPD | Environmental Product Declaration
232113.13 |  | QCS | Qualification Data: For Installer.
232113.13 |  | QCS | Welding Certificates
232113.13 |  | QCS | Field Quality-Control Reports
232113.33 |  |  | GROUND-LOOP HEAT-PUMP PIPING
232113.33 |  | PD | Pipe and Fittings
232113.33 |  | PD | Joining Method and Equipment
232113.33 |  | PD | Propylene Glycol Solution
232113.33 |  | QCS | Field Quality-Control Reports
232113.33 |  | QCS | Borehole Backfilling and Drilling Operations Reports
232113.33 |  | QCS | Dimensioned Site Layout
232113.33 |  | QCS | Startup Performance Results
232116 |  |  | HYDRONIC PIPING SPECIALTIES
232116 |  | PD | Hydronic Specialty Valves
232116 |  | PD | Air-Control Devices
232116 |  | PD | Strainers
232116 |  | PD | Connectors
232116 |  | QCS | Maintenance Material Submittals
232116 |  | CCS | Operation and Maintenance Data | F
232123 |  |  | HYDRONIC PUMPS
232123 |  | SD | Full detailed drawings for each pump.
232123 |  | SD | Coordination Drawings
232123 |  | PD | Close-Coupled, In-Line Centrifugal Pumps
232123 |  | PD | Close-Coupled, End-Suction Centrifugal Pumps
232123 |  | PD | Separately Coupled, Horizontally Mounted, In-Line Centrifugal Pumps
232123 |  | PD | Separately Coupled, Vertically Mounted, In-Line Centrifugal Pumps
232123 |  | PD | Separately Coupled, Base-Mounted, End-Suction Centrifugal Pumps
232123 |  | PD | Separately Coupled, Base-Mounted, Double-Suction Centrifugal Pumps
232123 |  | PD | Separately Coupled, Vertically Mounted, Double-Suction Centrifugal Pumps
232123 |  | PD | Separately Coupled, Vertically Mounted, Turbine Centrifugal Pumps
232123 |  | PD | Wet-Rotor Pumps
232123 |  | QCS | Seismic Qualification Data
232123 |  | QCS | Field Quality-Control Reports
232123 |  | QCS | Maintenance Material Submittals
232123 |  | CCS | Operation and Maintenance Data | F
232213 |  |  | STEAM AND CONDENSATE PIPING
232213 |  | PD | Steel Pipe and Fittings
232213 |  | PD | Stainless Steel Pipe and Fittings
232213 |  | PD | Joining Materials
232213 |  | EPD | Environmental Product Declaration
232213 |  | QCS | Delegated Design Submittal
232213 |  | QCS | Qualification Data: For Installer
232213 |  | QCS | Welding Certificates
232213 |  | QCS | Field Quality-Control Reports
232213.13 |  |  | UNDERGROUND STEAM AND CONDENSATE HEATING PIPING
232213.13 |  | SD | Full detailed drawings for underground steam and condensate distribution piping.
232213.13 |  | PD | Preengineered Conduit Piping System Components
232213.13 |  | PD | Loose-Fill Insulation
232213.13 |  | EPD | Environmental Product Declaration
232213.13 |  | QCS | Qualification Data: For Installer.
232213.13 |  | QCS | Welding Certificates
232213.13 |  | QCS | Field Quality-Control Reports
232216 |  |  | STEAM AND CONDENSATE HEATING PIPING SPECIALTIES
232216 |  | PD | Strainer
232216 |  | PD | Flash Tank
232216 |  | PD | Valve
232216 |  | PD | Steam Trap
232216 |  | PD | Air Vent and Vacuum Breaker
232216 |  | PD | Connector
232216 |  | PD | Meter
232216 |  | CCS | Operation and Maintenance Data | F
232223 |  |  | STEAM CONDENSATE PUMPS
232223 |  | SD | Full detailed drawings for each pump.
232223 |  | PD | Single-Stage, Centrifugal Pumps with Floor-Mounted Receiver
232223 |  | PD | Regenerative Turbine Pumps with Floor-Mounted Receiver
232223 |  | PD | Two-Stage, Centrifugal Pumps with Floor-Mounted Receiver
232223 |  | PD | Single-Stage, Centrifugal Pumps with Elevated Receiver
232223 |  | PD | Vertical, Wet-Pit-Mounted Duplex Pumps
232223 |  | PD | Pressure-Powered Pumps
232223 |  | CCS | Operations and Maintenance Data | F
232300 |  |  | REFRIGERANT PIPING
232300 |  | SD | Full detailed drawings of piping.
232300 |  | PD | Copper Tube and Fittings
232300 |  | PD | Diaphragm Packless Valves
232300 |  | PD | Packed-Angle Valves
232300 |  | PD | Check Valves
232300 |  | PD | Service Valves
232300 |  | PD | Refrigerant Locking Caps
232300 |  | PD | Solenoid Valves
232300 |  | PD | Safety Relief Valves
232300 |  | PD | Thermostat Expansion Valves
232300 |  | PD | Hot-Gas Bypass Valves
232300 |  | PD | Straight-Type Strainers
232300 |  | PD | Angle-Type Strainers
232300 |  | PD | Moisture/Liquid Indicators
232300 |  | PD | Replaceable-Core Filter Dryers
232300 |  | PD | Permanent Filter Dryers
232300 |  | PD | Mufflers
232300 |  | PD | Receivers
232300 |  | PD | Liquid Accumulators
232300 |  | PD | Refrigerants - ASHRAE 34, R-134a
232300 |  | PD | Refrigerants - ASHRAE 34, R-407C
232300 |  | PD | Refrigerants - ASHRAE 34, R-410A
232300 |  | QCS | Welding Certificates
232300 |  | QCS | Field Quality-Control Reports
232300 |  | CCS | Operation and Maintenance Data | F
232416 |  |  | INTERNAL-COMBUSTION ENGINE EXHAUST PIPING
232416 |  | SD | Shop Drawings: Indicate schematic layout of piping system, including equipment, critical dimensions, and sizes
232416 |  | PD | Piping
232416 |  | PD | Valves
232416 |  | PD | Hangers and Supports
232416 |  | EPD | Environmental Product Declaration
232416 |  | QCS | Design Data
232416 |  | QCS | Test Reports
232416 |  | QCS | Welders' Certificate
232416 |  | CCS | Project Record Documents | F
232416 |  | CCS | Operation and Maintenance Data | F
232500 |  |  | HVAC WATER TREATMENT
232500 |  | SD | Pretreatment equipment and chemical-, ozone-generator-biocide- and UV-irradiation-biocide- treatment equipment, showing tanks, maintenance space required, and piping connections to HVAC systems.
232500 |  | PD | Bypass Feeders
232500 |  | PD | Water Meters
232500 |  | PD | Inhibitor Injection Timers
232500 |  | PD | pH Controllers
232500 |  | PD | TDS Controllers
232500 |  | PD | TSS Controllers
232500 |  | PD | Biocide Feeder Timers
232500 |  | PD | Chemical Solution Tanks
232500 |  | PD | Injection Pumps
232500 |  | PD | Ozone Generators
232500 |  | PD | UV-Irridation Units
232500 |  | PD | Chemical Test Equipment
232500 |  | PD | Chemical Material Safety Data Sheets
232500 |  | PD | Inhibited Ethylene Glycol
232500 |  | PD | Inhibited Propylene Glycol
232500 |  | PD | Water Softeners
232500 |  | PD | RO Units
232500 |  | PD | Multimedia Filters
232500 |  | PD | Self-Cleaning Strainers
232500 |  | PD | Replaceable Bag- or Cartridge-Type Filters
232500 |  | PD | Centrifugal Separators
232500 |  | QCS | Water Analysis Provider Qualifications
232500 |  | QCS | Field Quality-Control Reports
232500 |  | QCS | Water-Treatment Program
232500 |  | QCS | Water Analysis
232500 |  | QCS | Passivation Confirmation Report
232500 |  | CCS | Operation and Maintenance Data | F
232513 |  |  | WATER TREATMENT FOR CLOSED-LOOP HYDRONIC SYSTEMS
232513 |  | SD | Pretreatment and chemical-treatment equipment, showing tanks, maintenance space required, and piping connections to hydronic systems.
232513 |  | PD | Bypass Feeders
232513 |  | PD | Water Meters
232513 |  | PD | Inhibitor Injection Timers
232513 |  | PD | pH Controllers
232513 |  | PD | Chemical Solution Tanks
232513 |  | PD | Injection Pumps
232513 |  | PD | Chemical-Treatment Test Equipment
232513 |  | PD | Chemical Material Safety Data Sheets
232513 |  | PD | Inhibited Ethylene Glycol
232513 |  | PD | Inhibited Propylene Glycol
232513 |  | QCS | Water Analysis Provider Qualifications
232513 |  | QCS | Field Quality-Control Reports
232513 |  | QCS | Water-Treatment Program
232513 |  | QCS | Water Analysis
232513 |  | CCS | Operation and Maintenance Data | F
232516 |  |  | WATER TREATMENT FOR OPEN-LOOP HYDRONIC SYSTEMS
232516 |  | SD | Pretreatment equipment and chemical-, ozone-generator-biocide- and UV-irradiation-biocide- treatment equipment, showing tanks, maintenance space required, and piping connections to HVAC systems.
232516 |  | PD | Water Meters
232516 |  | PD | Inhibitor Injection Timers
232516 |  | PD | pH Controllers
232516 |  | PD | TDS Controllers
232516 |  | PD | Biocide Feeder Timers
232516 |  | PD | Chemical Solution Tanks
232516 |  | PD | Injection Pumps
232516 |  | PD | Ozone Generators
232516 |  | PD | UV-Irridation Units
232516 |  | PD | Chemical-Treatment Test Equipment
232516 |  | PD | Chemical Material Safety Data Sheets
232516 |  | QCS | Water-Analysis Provider Qualifications
232516 |  | QCS | Field Quality-Control Reports
232516 |  | QCS | Water-Treatment Program
232516 |  | QCS | Water Analysis
232516 |  | QCS | Passivation Confirmation Report
232516 |  | CCS | Operation and Maintenance Data | F
232519 |  |  | WATER TREATMENT FOR STEAM SYSTEM FEEDWATER
232519 |  | SD | Pretreatment and chemical-treatment equipment, showing tanks, maintenance space required, and piping connections to steam systems.
232519 |  | PD | Water Meters
232519 |  | PD | Inhibitor Injection Timers
232519 |  | PD | pH Controllers
232519 |  | PD | TDS Controllers
232519 |  | PD | TSS Controllers
232519 |  | PD | Chemical Solution Tanks
232519 |  | PD | Injection Pumps
232519 |  | PD | Chemical-Treatment Test Equipment
232519 |  | PD | Chemical Material Safety Data Sheets
232519 |  | QCS | Water-Analysis Provider Qualifications
232519 |  | QCS | Field Quality-Control Reports
232519 |  | QCS | Water-Treatment Program
232519 |  | QCS | Water Analysis
232519 |  | CCS | Operation and Maintenance Data | F
232523 |  |  | WATER TREATMENT FOR HUMIDIFICATION STEAM SYSTEM FEEDWATER
232523 |  | SD | Pretreatment equipment and chemical-treatment equipment, showing tanks, maintenance space required, and piping connections to humidification steam feedwater systems.
232523 |  | PD | Water Meters
232523 |  | PD | Inhibitor Injection Timers
232523 |  | PD | pH Controllers
232523 |  | PD | TDS Controllers
232523 |  | PD | TSS Controllers
232523 |  | PD | Chemical Solution Tanks
232523 |  | PD | Injection Pumps
232523 |  | PD | Chemical-Treatment Test Equipment
232523 |  | PD | Chemical Material Safety Data Sheets
232523 |  | QCS | Water-Analysis Provider Qualifications
232523 |  | QCS | Field Quality-Control Reports
232523 |  | QCS | Water-Treatment Program
232523 |  | QCS | Water Analysis
232523 |  | CCS | Operation and Maintenance Data | F
232533 |  |  | HVAC MAKEUP-WATER FILTRATION EQUIPMENT
232533 |  | SD | Softeners and filtration equipment, maintenance space required, and piping connections to HVAC systems.
232533 |  | PD | Water Softeners
232533 |  | PD | RO Units
232533 |  | PD | Multimedia Filters
232533 |  | PD | Self-Cleaning Strainers
232533 |  | PD | Bag- or Cartridge-Type Filters
232533 |  | PD | Centrifugal Separators
232533 |  | QCS | Seismic Qualification Certificates
232533 |  | QCS | Water-Analysis Provider Qualifications
232533 |  | QCS | Field Quality-Control Reports
232533 |  | QCS | Water Analysis
232533 |  | CCS | Operation and Maintenance Data | F
233100 |  |  | HVAC DUCTS AND CASINGS
233100 |  | SD | Duct Fabrication Drawings
233100 |  | PD | Galvanized-Steel Ducts
233100 |  | PD | Steel Ducts
233100 |  | PD | Aluminum Ducts
233100 |  | PD | Stainless-Steel Ducts
233100 |  | PD | Concrete Ducts
233100 |  | PD | Glass-Fiber Ducts
233100 |  | PD | Other Duct Materials
233100 |  | PD | Duct Liners
233100 |  | PD | Duct Connectors
233113 |  |  | METAL DUCTS
233113 |  | SD | Full detailed drawings of metal ducts.
233113 |  | PD | Liners and Adhesives
233113 |  | PD | Sealants and Gaskets
233113 |  | PD | Seismic-Restraint Devices
233113 |  | EPD | Environmental Product Declaration
233113 |  | QCS | Delegated-Design Submittal
233113 |  | QCS | Welding Certificates
233113 |  | QCS | Field Quality-Control Reports
233116 |  |  | NONMETAL DUCTS
233116 |  | SD | Full detailed drawings of nonmetal ducts.
233116 |  | SD | Coordination Drawings
233116 |  | PD | Fibrous-Glass Duct Materials
233116 |  | PD | Phenolic-Foam Duct Materials
233116 |  | PD | Thermoset FRP Duct Materials
233116 |  | PD | PVC Duct Materials
233116 |  | PD | CPVC Duct Materials
233116 |  | PD | HDPE Duct Materials
233116 |  | QCS | Seismic Qualification Data
233116 |  | QCS | Welding Certificates
233116 |  | QCS | Field Quality-Control Reports
233119.13 |  |  | SHOP-FABRICATED HVAC CASINGS
233119.13 |  | SD | Full detailed drawings for HVAC casings.
233119.13 |  | PD | Liners and Adhesives
233119.13 |  | PD | Sealants and Gaskets
233119.13 |  | PD | Seismic-Restraint Devices
233119.13 |  | QCS | Seismic Qualification Data
233119.13 |  | QCS | Welding Certificates
233119.13 |  | QCS | Product Certificates
233119.13 |  | QCS | Field Quality-Control Reports
233119.16 |  |  | MANUFACTURED HVAC CASINGS
233119.16 |  | SD | Full detailed drawings for HVAC casings.
233119.16 |  | PD | Factory-Fabricated Casings
233119.16 |  | PD | Adhesives
233119.16 |  | PD | Sealants and Gaskets
233119.16 |  | PD | Seismic-Restraint Devices
233119.16 |  | QCS | Seismic Qualification Data
233119.16 |  | QCS | Welding Certificates
233119.16 |  | QCS | Product Certificates
233119.16 |  | QCS | Field Quality-Control Reports
233300 |  |  | AIR DUCT ACCESSORIES
233300 |  | SD | Full detailed drawings for duct accessories.
233300 |  | SD | Coordination Drawings
233300 |  | PD | Backdraft and Pressure Relief Dampers
233300 |  | PD | Barometric Relief Dampers
233300 |  | PD | Manual Volume Dampers
233300 |  | PD | Control Dampers
233300 |  | PD | Fire Dampers
233300 |  | PD | Ceiling Radiation Dampers
233300 |  | PD | Smoke Dampers
233300 |  | PD | Combination Fire and Smoke Dampers
233300 |  | PD | Corridor Dampers
233300 |  | PD | Flange Connectors
233300 |  | PD | Duct Silencers
233300 |  | PD | Turning Vanes
233300 |  | PD | Remote Damper Operators
233300 |  | PD | Duct-Mounted Access Doors
233300 |  | PD | Duct Access Panel Assemblies
233300 |  | PD | Flexible Connectors
233300 |  | PD | Duct Security Bars
233300 |  | PD | Duct Accessory Hardware
233300 |  | QCS | Source Quality-Control Reports
233300 |  | QCS | Maintenance Material Submittals
233300 |  | CCS | Operation and Maintenance Data | F
233346 |  |  | FLEXIBLE DUCTS
233346 |  | SD | Full detailed drawings for flexible ducts.
233346 |  | SD | Coordination Drawings
233346 |  | PD | Non-Insulated Flexible Ducts
233346 |  | PD | Insulated Flexible Ducts
233346 |  | PD | Flexible Duct Connectors
233400 |  |  | HVAC FANS
233400 |  | SD | Shop Drawings: Indicate size and configuration of fan assembly, mountings, weights, ductwork and accessory connections
233400 |  | PD | Centrifugal Fans
233400 |  | PD | Axial Fans
233400 |  | PD | Propeller Fans
233400 |  | PD | Downblast Centrifugal Fans
233400 |  | PD | Upblast Centrifugal Fans
233400 |  | PD | Centrifugal Wall Fans
233400 |  | PD | Ceiling Fans
233400 |  | PD | Inline Ceiling Fans
233400 |  | PD | Duct Blower or Cabinet Fans
233400 |  | PD | Centrifugal Square Inline Fans
233400 |  | PD | Upblast Propeller Roof Fans
233400 |  | PD | Centrifugal Filtered Supply Fan
233400 |  | PD | Combination Kitchen Hood Supply and Exhaust Fans
233400 |  | PD | Gravity Roof Ventilators
233400 |  | PD | Energy Recovery Ventilator
233400 |  | QCS | Manufacturer's Certificate
233400 |  | CCS | Operation and Maintenance Data | F
233413 |  |  | AXIAL HVAC FANS
233413 |  | SD | Full detailed drawings of axial HVAC fans.
233413 |  | SD | Coordination Drawings
233413 |  | PD | Tubeaxial Fans
233413 |  | PD | Vaneaxial Fans
233413 |  | PD | Mixed-Flow Fans
233413 |  | QCS | Seismic Qualifications Data
233413 |  | QCS | Field Quality-Control Reports
233413 |  | QCS | Maintenance Material Submittals
233413 |  | CCS | Operation and Maintenance Data | F
233416 |  |  | CENTRIFUGAL HVAC FANS
233416 |  | SD | Full detailed drawings of centrifugal HVAC fans.
233416 |  | SD | Coordination Drawings
233416 |  | PD | Backward-Inclined Centrifugal Fans
233416 |  | PD | Forward-Curved Centrifugal Fans
233416 |  | PD | Square In-Line Centrifugal Fans
233416 |  | PD | Tubular In-Line Centrifugal Fans
233416 |  | PD | Plenum Fans
233416 |  | PD | Plug Fans
233416 |  | PD | Utility Set Fans
233416 |  | PD | Motors
233416 |  | QCS | Seismic Qualifications Data
233416 |  | QCS | Field Quality-Control Reports
233416 |  | QCS | Maintenance Material Submittals
233416 |  | CCS | Operation and Maintenance Data | F
233423 |  |  | HVAC POWER VENTILATORS
233423 |  | SD | Full detailed drawings of ventilators.
233423 |  | SD | Coordination Drawings
233423 |  | PD | Axial Roof Ventilators
233423 |  | PD | Ceiling-Mounted Ventilators
233423 |  | PD | Centrifugal Ventilators - Roof Downblast
233423 |  | PD | Centrifugal Ventilators - Roof Upblast or Sidewall
233423 |  | PD | Sidewall Propeller Fans
233423 |  | PD | Upblast Propeller Roof Exhaust Fans
233423 |  | PD | Motors
233423 |  | QCS | Seismic Qualifications Data
233423 |  | QCS | Field Quality-Control Reports
233423 |  | QCS | Maintenance Material Submittals | F
233423 |  | CCS | Operation and Maintenance Data | F
233433.13 |  |  | COMMERCIAL AIR CURTAINS
233433.13 |  | SD | Full detailed drawings for air curtains.
233433.13 |  | PD | Commercial Air-Curtain Unit
233433.13 |  | QCS | Delegated-Design Submittal
233433.13 |  | QCS | Maintenance Material Submittals
233433.13 |  | CCS | Operation and Maintenance Data | F
233433.16 |  |  | INDUSTRIAL AIR CURTAINS
233433.16 |  | SD | Full detailed drawings for air curtains.
233433.16 |  | PD | Industrial Air-Curtain Unit
233433.16 |  | QCS | Sample Warranties
233433.16 |  | QCS | Maintenance Material Submittals
233433.16 |  | CCS | Operation and Maintenance Data | F
233439 |  |  | HIGH-VOLUME, LOW-SPEED FANS
233439 |  | SD | Full detailed drawings of fans.
233439 |  | SD | Coordination Drawings
233439 |  | PD | High-Volume, Low-Speed Fans
233439 |  | QCS | Qualification Data
233439 |  | QCS | Seismic-Restraint Details
233439 |  | QCS | Field Quality-Control Reports
233439 |  | CCS | Operation and Maintenance Data | F
233533 |  |  | LISTED KITCHEN VENTILATION SYSTEM EXHAUST DUCTS
233533 |  | SD | Full detailed drawings for listed grease ducts.
233533 |  | PD | Listed Grease Ducts
233533 |  | PD | Access Doors
233533 |  | QCS | Welding Certificates
233600 |  |  | AIR TERMINAL UNITS
233600 |  | SD | Full detailed drawings for air terminal units.
233600 |  | SD | Coordination Drawings
233600 |  | PD | By-Pass, Single-Duct Air Terminal Units
233600 |  | PD | Modulating, Single-Duct Air Terminal Units
233600 |  | PD | Parallel Fan-Powered Air Terminal Units
233600 |  | PD | Series Fan-Powered Air Terminal Units
233600 |  | PD | Dual-Duct Air Terminal Units
233600 |  | PD | Induction Air Terminal Units
233600 |  | PD | Diffuser-Type Air Terminal Units
233600 |  | QCS | Field Quality-Control Reports
233600 |  | QCS | Maintenance Material Submittals
233600 |  | CCS | Operation and Maintenance Data | F
233700 |  |  | AIR OUTLETS AND INLETS
233700 |  | PD | Round Diffusers
233700 |  | PD | Rectangular Ceiling Diffusers
233700 |  | PD | Perforated Face Ceiling Diffusers
233700 |  | PD | Modified Troffer Diffusers
233700 |  | PD | Ceiling Slot Diffusers
233700 |  | PD | Ceiling Supply Registers/Grilles
233700 |  | PD | Ceiling Exhaust and Return Registers/Grilles
233700 |  | PD | Ceiling Grid Core Exhaust and Return Registers/Grilles
233700 |  | PD | Ceiling Linear Exhaust and Return Grilles
233700 |  | PD | Wall Supply Registers/Grilles
233700 |  | PD | Wall Exhaust and Return Registers/Grilles
233700 |  | PD | Wall Grid Core Exhaust and Return Registers/Grilles
233700 |  | PD | Linear Wall Registers/Grilles
233700 |  | PD | Linear Floor Supply Registers/Grilles
233700 |  | PD | Door Grilles
233700 |  | PD | Louvers
233700 |  | PD | Louvered Penthouse
233700 |  | PD | Roof Hoods
233700 |  | PD | Goosenecks
233700 |  | SAM | 2 samples of each required air outlet and inlet type.
233700 |  | SAM | Test Reports
233700 |  | QCS | Manufacturer's Certificate
233700 |  | CCS | Project Record Documents | F
233713.13 |  |  | AIR DIFFUSERS
233713.13 |  | SD | Coordination Drawings
233713.13 |  | PD | Security Air Diffusers
233713.13 |  | PD | Round Ceiling Diffusers
233713.13 |  | PD | Rectangular and Square Ceiling Diffusers
233713.13 |  | PD | Perforated Diffusers
233713.13 |  | PD | Louver Face Diffusers
233713.13 |  | PD | Linear Bar Diffusers
233713.13 |  | PD | Linear Slot Diffusers
233713.13 |  | PD | Ceiling-Integral Continuous Diffusers
233713.13 |  | PD | Light Troffer Diffusers
233713.13 |  | PD | Round Induction Underfloor Air-Distribution Diffusers
233713.13 |  | PD | Linear Underfloor Air-Distribution Diffuser Plenums
233713.13 |  | PD | High-Capacity Drum Louver Diffusers
233713.13 |  | PD | High-Capacity, Modular-Core Supply Grille Diffusers
233713.13 |  | SAM | For each exposed product and for each color and texture specified. Actual size of smallest diffuser indicated.
233713.13 |  | SAM | Initial Selection: For diffusers with factory-applied color finishes. Actual size of smallest diffuser indicated.
233713.13 |  | SAM | Verification - Diffusers
233713.13 |  | QCS | Source Quality-Control Reports
233713.23 |  |  | REGISTERS AND GRILLES
233713.23 |  | SD | Coordination Drawings
233713.23 |  | PD | Registers
233713.23 |  | PD | Grilles
233713.23 |  | SAM | For each exposed product and for each color and texture specified. Smallest size register and grille indicated.
233713.23 |  | SAM | Initial Selection: For registers and grilles with factory-applied color finishes. Smallest size register and grille indicated.
233713.23 |  | SAM | Verification - Registers and Grilles
233713.23 |  | QCS | Source Quality-Control Reports
233713.43 |  |  | SECURITY REGISTERS AND GRILLES
233713.43 |  | SD | Coordination Drawings
233713.43 |  | PD | Security Registers
233713.43 |  | PD | Security Grilles
233713.43 |  | SAM | Initial Selection: For registers and grilles with factory-applied color finishes.
233713.43 |  | SAM | Verification - Registers and Grilles
233713.43 |  | QCS | Source Quality-Control Reports
233716 |  |  | FABRIC AIR-DISTRIBUTION DEVICES
233716 |  | SD | Full detailed drawings for fabric air-distribution devices.
233716 |  | SD | Coordination Drawings
233716 |  | PD | Continuous Tubular Diffusers
233716 |  | SAM | Initial Selection: For diffusers with factory-applied color finishes.
233716 |  | SAM | Verification - Diffusers
233716 |  | QCS | Diffuser Schedule
233723 |  |  | HVAC GRAVITY VENTILATORS
233723 |  | SD | Full detailed drawings for gravity ventilators.
233723 |  | SD | Coordination Drawings
233723 |  | PD | Louvered-Penthouse Ventilators
233723 |  | PD | Hooded Ventilators
233723 |  | PD | Goosenecks
233723 |  | SAM | For each exposed product and for each color and texture specified.
233723 |  | SAM | Initial Selection: For units with factory-applied color finishes.
233723 |  | SAM | Verification - For each type of louvered-penthouse ventilator indicated.
233723 |  | QCS | Seismic Qualification Data
233723 |  | QCS | Welding Certificates
233813 |  |  | COMMERCIAL-KITCHEN HOODS
233813 |  | SD | Full detailed drawings of hoods.
233813 |  | SD | Coordination Drawings
233813 |  | PD | Standard Hoods
233813 |  | PD | Filters/Baffles
233813 |  | PD | Fire-Suppression Systems
233813 |  | PD | Luminaires
233813 |  | QCS | Welding Certificates
233813 |  | QCS | Seismic Qualification Data
233813 |  | QCS | Field Quality-Control Reports
233813 |  | QCS | Maintenance Material Submittals
234000 |  |  | HVAC AIR CLEANING DEVICES
234000 |  | SD | Shop Drawings: Indicate filter assembly and filter frames, dimensions, motor locations, and electrical characteristics and connection requirements
234000 |  | PD | Activated Carbon Filters
234000 |  | PD | Automatic Renewable Media Filters
234000 |  | PD | Disposable, Extended Area Panel Filters
234000 |  | PD | Disposable Panel Filters
234000 |  | PD | Electronic Air Cleaners
234000 |  | PD | Extended Surface High Efficiency Media Filters
234000 |  | PD | Extended Surface Non-Supported Media Filters
234000 |  | PD | Extended Surface Retained Media Filters
234000 |  | PD | High Efficiency Particulate Air (Hepa) Filters
234000 |  | PD | Washable Permanent Panel Filters
234000 |  | PD | Filter Frames And Housings
234000 |  | PD | Filter Gages
234000 |  | SAM | 2 samples of replacement filter media of each type and each filter frame.
234000 |  | QCS | Manufacturer's Certificate
234000 |  | CCS | Operation and Maintenance Data | F
234100 |  |  | PARTICULATE AIR FILTRATION
234100 |  | SD | Full detailed drawings for air filters.
234100 |  | PD | Metal Panel Filters
234100 |  | PD | Flat Panel Filters
234100 |  | PD | Pleated Panel Filters
234100 |  | PD | Ring Panel Filters
234100 |  | PD | Nonsupported Bag Filters
234100 |  | PD | Supported Bag Filters
234100 |  | PD | Rigid Cell Box Filters
234100 |  | PD | V-Bank Cell Filters
234100 |  | PD | Self-Supported Pocket Filters
234100 |  | PD | Bulk Media
234100 |  | PD | Front- or Back-Access Filter Frames
234100 |  | PD | Side-Access Filter Housings
234100 |  | PD | Filter Gages
234100 |  | QCS | Seismic Qualification Data
234100 |  | QCS | Product Test Reports
234100 |  | QCS | Field Quality-Control Reports
234100 |  | QCS | Maintenance Material Submittals
234100 |  | CCS | Operation and Maintenance Data | F
234133 |  |  | HIGH-EFFICIENCY PARTICULATE AIR FILTRATION
234133 |  | SD | Full detailed drawings for air filters.
234133 |  | PD | HEPA Rigid-Cell Box Filters
234133 |  | PD | HEPA V-Bank Cell Filters
234133 |  | PD | HEPA Filter Diffusers
234133 |  | PD | HEPA Filter Fan Modules
234133 |  | PD | ULPA Filters
234133 |  | PD | 95 Percent DOP Filters
234133 |  | PD | HEPA/ULPA Filter Holding Frames
234133 |  | PD | Side-Access HEPA/ULPA Filter Housings
234133 |  | PD | Side-Access HEPA/ULPA Filter Containment Housings
234133 |  | PD | HEPA, ULPA, and 95 Percent DOP Filter Gauges
234133 |  | QCS | Seismic Qualification Data
234133 |  | QCS | Product Test Reports
234133 |  | QCS | Field Quality-Control Reports
234133 |  | QCS | Maintenance Material Submittals
234133 |  | CCS | Operation and Maintenance Data | F
234200 |  |  | GAS-PHASE AIR FILTRATION
234200 |  | SD | Full detailed drawings for gas-phase filters.
234200 |  | PD | Gas-Phase Panel Filters
234200 |  | PD | Gas-Phase, Deep-V Filters
234200 |  | PD | Gas-Phase, V-Cell Filters
234200 |  | PD | Gas-Phase, Cylindrical-Canister Filters
234200 |  | PD | Gas-Phase, Rigid-Cell Box Filters
234200 |  | PD | Front- or Back-Access Filter Frames
234200 |  | PD | Side-Access Filter Housings
234200 |  | PD | Filter Gages
234200 |  | QCS | Product Test Reports
234200 |  | QCS | Field Quality-Control Reports
234200 |  | QCS | Maintenance Material Submittals
234200 |  | CCS | Operation and Maintenance Data | F
234300 |  |  | ELECTRONIC AIR CLEANERS
234300 |  | SD | Full detailed drawings for each electronic air cleaner.
234300 |  | PD | Electronic Air Cleaners
234300 |  | PD | Fan Section
234300 |  | PD | Cabinet
234300 |  | PD | Filter Gages
234300 |  | QCS | Seismic Qualification Data
234300 |  | QCS | Product Test Reports
234300 |  | QCS | Field Quality-Control Reports
234300 |  | QCS | Maintenance Material Submittals
234300 |  | CCS | Operation and Maintenance Data | F
235100 |  |  | BREECHINGS, CHIMNEYS, AND STACKS
235100 |  | SD | Shop Drawings: Indicate general construction, dimensions, weights, support and layout of breeching
235100 |  | PD | Factory Built Chimneys
235100 |  | PD | Fans
235100 |  | PD | Accessories
235100 |  | SAM | 1 sample illustrating finish of chimney and general appearance including flue cap.
235100 |  | QCS | Manufacturer's Certificate
235113.11 |  |  | DRAFT CONTROL FANS
235113.11 |  | SD | Full detailed drawings for fans.
235113.11 |  | PD | Draft Inducer Fans
235113.11 |  | PD | Venturi-Draft Inducer Fans
235113.11 |  | PD | Mechanical-Draft Vent Fans
235113.11 |  | PD | Vent Exhaust Fans
235113.11 |  | PD | Modulating Combustion Air Fan System
235113.11 |  | PD | Motors
235113.11 |  | QCS | Sample Warranty
235113.11 |  | CCS | Operating and Maintenance Data | F
235113.16 |  |  | VENT DAMPERS
235113.16 |  | SD | Full detailed drawings for dampers.
235113.16 |  | PD | Barometric Dampers
235113.16 |  | PD | Vent Dampers
235113.16 |  | PD | Motors
235113.16 |  | QCS | Sample Warranty
235113.16 |  | CCS | Operating and Maintenance Data | F
235116 |  |  | FABRICATED BREECHINGS AND ACCESSORIES
235116 |  | SD | Full detailed drawings for breechings
235116 |  | PD | Listed, Refractory-Lined Metal Breechings
235116 |  | PD | Field-Fabricated Metal Breechings
235116 |  | PD | Guying and Bracing Materials
235116 |  | QCS | Welding Certificates
235116 |  | QCS | Seismic Qualification Certificates
235116 |  | QCS | Sample Warranty
235123 |  |  | GAS VENTS
235123 |  | SD | Full detailed drawings for vents.
235123 |  | PD | Listed Type L Vents
235123 |  | PD | Listed Special Gas Vents
235123 |  | QCS | Sample Warranty
235133 |  |  | INSULATED SECTIONAL CHIMNEYS
235133 |  | SD | Full detailed drawings for chimneys and stacks.
235133 |  | PD | Listed Building-Heating-Appliance Chimneys
235133 |  | PD | Listed, Refractory-Lined Metal Chimneys
235133 |  | PD | Field-Fabricated Metal Chimneys
235133 |  | PD | Guying and Bracing Materials
235133 |  | QCS | Welding Certificates
235133 |  | QCS | Seismic Qualification Certificates
235133 |  | QCS | Sample Warranty
235213 |  |  | ELECTRIC BOILERS
235213 |  | SD | Full detailed drawings for boilers, boiler trim, and accessories.
235213 |  | PD | Manufactured Units
235213 |  | PD | Trim for Hot-Water Boilers
235213 |  | PD | Trim for Steam Boilers
235213 |  | PD | Controls
235213 |  | PD | Electrical Power
235213 |  | QCS | Seismic Qualification Data
235213 |  | QCS | Source Quality-Control Reports
235213 |  | QCS | Field Quality-Control Reports
235213 |  | QCS | Sample Warranty
235213 |  | QCS | ASME Stamp Certification and Report
235213 |  | QCS | CSA B51 Pressure Vessel Canadian Registration Number (CRN)
235213 |  | QCS | Startup Service Reports
235213 |  | CCS | Operation and Maintenance Data | F
235216 |  |  | CONDENSING BOILERS
235216 |  | SD | Full detailed drawings for boilers, boiler trim, and accessories.
235216 |  | SD | Coordination Drawings
235216 |  | PD | Pulse-Combustion, Fire-Tube Condensing Boilers
235216 |  | PD | Floor-Mounted, Forced-Draft, Fire-Tube Condensing Boilers
235216 |  | PD | Wall-Hung, Forced-Draft, Fire-Tube Condensing Boilers
235216 |  | PD | Floor-Mounted, Water-Tube Condensing Boilers
235216 |  | PD | Wall Hung, Water-Tube Condensing Boilers
235216 |  | PD | Water-Jacketed Condensing Boilers
235216 |  | PD | Trim - for Hot-Water Boilers
235216 |  | PD | Controls
235216 |  | PD | Electrical Power
235216 |  | PD | Venting Kits
235216 |  | PD | Condensate-Neutralization Units
235216 |  | QCS | Seismic Qualification Data
235216 |  | QCS | Source Quality-Control Reports
235216 |  | QCS | Field Quality-Control Reports
235216 |  | QCS | Sample Warranty
235216 |  | QCS | Product Certificates
235216 |  | CCS | Operation and Maintenance Data | F
235223 |  |  | CAST-IRON BOILER
235223 |  | SD | Full detailed drawings for boilers, boiler trim, and accessories.
235223 |  | PD | Manufactured Units
235223 |  | PD | Atmosphere-Gas Burner
235223 |  | PD | Sealed-Combustion Burner
235223 |  | PD | Forced-Draft Burner
235223 |  | PD | Oil Burner
235223 |  | PD | Combination Gas and Oil Burner
235223 |  | PD | Trim for Hot-Water Boilers
235223 |  | PD | Trim for Steam Boilers
235223 |  | PD | Controls
235223 |  | PD | Electrical Power
235223 |  | QCS | Seismic Qualification Data
235223 |  | QCS | Source Quality-Control Reports
235223 |  | QCS | Field Quality-Control Reports
235223 |  | QCS | Sample Warranty
235223 |  | QCS | Product Test Reports
235223 |  | CCS | Operation and Maintenance Data | F
235233 |  |  | WATER-TUBE BOILERS
235233 |  | SD | Full detailed drawings for boilers, boiler trim, and accessories.
235233 |  | SD | Coordination Drawings
235233 |  | PD | Finned Water-Tube Boilers
235233 |  | PD | Steel or Flexible Water-Tube Boilers
235233 |  | PD | Electrical Power
235233 |  | PD | Venting Kits
235233 |  | QCS | Seismic Qualification Certificates
235233 |  | QCS | Source Quality-Control Reports
235233 |  | QCS | Field Quality-Control Reports
235233 |  | QCS | Sample Warranty
235233 |  | QCS | ASME "A" Stamp Certification and Report
235233 |  | QCS | Startup Service Reports
235233 |  | QCS | Maintenance Material Submittals | F
235233 |  | CCS | Operating and Maintenance Data | F
235233 |  | CCS | Spare Parts List | F
235233 |  | CCS | Touch-Up Paint Description | F
235233 |  | CCS | Instructional Videos | F
235233.13 |  |  | FINNED WATER-TUBE BOILERS
235233.13 |  | PD | Finned Water-Tube Boilers
235233.13 |  | PD | Circulator Pump
235233.13 |  | PD | Diaphragm Type Expansion Tank
235233.13 |  | QCS | Manufacturer's Certificate
235233.13 |  | QCS | Test and Evaluation Reports
235233.13 |  | QCS | Source Quality-Control Submittals
235233.13 |  | QCS | Field Quality-Control Submittals
235233.13 |  | QCS | Manufacturer Reports
235233.13 |  | QCS | Qualification Statements
235233.13 |  | QCS | Maintenance Material Submittals
235233.14 |  |  | FLEXIBLE WATER-TUBE BOILERS
235233.14 |  | PD | Flexible Water-Tube Boilers
235233.14 |  | QCS | Manufacturer's Certificate
235233.14 |  | QCS | Test and Evaluation Reports
235233.14 |  | QCS | Source Quality-Control Submittals
235233.14 |  | QCS | Field Quality-Control Submittals
235233.14 |  | QCS | Manufacturer Reports
235233.14 |  | QCS | Qualification Statements
235233.14 |  | QCS | Maintenance Material Submittals
235233.16 |  |  | STEEL WATER-TUBE BOILERS
235233.16 |  | PD | Steel Water-Tube Boilers
235233.16 |  | QCS | Manufacturer's Certificate
235233.16 |  | QCS | Test and Evaluation Reports
235233.16 |  | QCS | Source Quality-Control Submittals
235233.16 |  | QCS | Field Quality-Control Submittals
235233.16 |  | QCS | Manufacturer Reports
235233.16 |  | QCS | Qualification Statements
235233.16 |  | QCS | Maintenance Material Submittals
235239 |  |  | FIRE-TUBE BOILERS
235239 |  | SD | Full detailed drawings for boilers, boiler trim, and accessories.
235239 |  | SD | Coordination Drawings
235239 |  | PD | Horizontal Fire-Tube Boilers
235239 |  | PD | Vertical Fire-Tube Boilers
235239 |  | PD | Firebox Boilers
235239 |  | PD | Burner
235239 |  | PD | Blower
235239 |  | PD | Gas Train
235239 |  | PD | Oil Train
235239 |  | PD | Flue-Gas Recirculation
235239 |  | PD | Hot-Water Boiler Trim
235239 |  | PD | Steam Boiler Trim
235239 |  | PD | Controls
235239 |  | PD | Electrical Power
235239 |  | PD | Finish
235239 |  | PD | Flue-Gas Economizer
235239 |  | QCS | Seismic Qualification Certificates
235239 |  | QCS | Source Quality-Control Reports
235239 |  | QCS | Field Quality-Control Reports
235239 |  | QCS | Sample Warranty
235239 |  | QCS | ASME Stamp Certification and Report
235239 |  | QCS | Startup Service Reports
235239 |  | QCS | Maintenance Material Submittals
235239 |  | CCS | Operation and Maintenance Data | F
235239 |  | CCS | Spare Parts List | F
235239 |  | CCS | Touch-Up Paint Description | F
235239 |  | CCS | Instructional Videos | F
235300 |  |  | HEATING BOILER FEEDWATER EQUIPMENT
235300 |  | PD | Deaerators
235300 |  | PD | Low-Pressure Boiler Feed Units
235300 |  | PD | High-Pressure Boiler Feed Units
235300 |  | PD | Receivers
235300 |  | QCS | Manufacturer's Certificate
235300 |  | QCS | Source Quality-Control Submittals
235300 |  | QCS | Field Quality-Control Submittals
235300 |  | QCS | Qualification Statements
235300 |  | QCS | Maintenance Material Submittals
235313 |  |  | BOILER FEEDWATER PUMPS
235313 |  | SD | Full detailed drawings of pumps.
235313 |  | SD | Coordination Drawings
235313 |  | PD | Feedwater Units
235313 |  | PD | Feedwater Unit with Vacuum Producer
235313 |  | QCS | Seismic Qualification Data
235313 |  | QCS | Source Quality-Control Reports
235313 |  | QCS | Field Quality-Control Reports
235313 |  | QCS | Maintenance Material Submittals
235313 |  | CCS | Operation and Maintenance Data | F
235313 |  | CCS | Instructional Videos | F
235316 |  |  | DEAERATORS
235316 |  | SD | Full detailed drawings of deaerators.
235316 |  | SD | Coordination Drawings
235316 |  | PD | Manufactured Units
235316 |  | PD | Surge Tank Assembly
235316 |  | PD | Controls
235316 |  | QCS | Seismic Qualification Certificates
235316 |  | QCS | Source Quality-Control Reports
235316 |  | QCS | Field Quality-Control Reports
235316 |  | QCS | Startup Service Reports
235316 |  | QCS | ASME Stamp Certification and Report
235316 |  | QCS | Maintenance Material Submittals
235316 |  | CCS | Operation and Maintenance Data | F
235316 |  | CCS | Spare Parts List | F
235316 |  | CCS | Touchup Paint Description | F
235316 |  | CCS | Instructional Videos | F
235400 |  |  | FURNACES
235400 |  | PD | Gas-Fired Furnaces
235400 |  | PD | Oil-Fired Furnaces
235400 |  | PD | Electric Furnaces
235400 |  | PD | Thermostats
235400 |  | QCS | Manufacturer's Certificate
235400 |  | QCS | Source Quality-Control Submittals
235400 |  | QCS | Field Quality-Control Submittals
235400 |  | QCS | Manufacturer Reports
235400 |  | QCS | Qualifications Statements
235400 |  | QCS | Maintenance Material Submittals
235400 |  | CCS | Project Record Documents | F
235413 |  |  | ELECTRIC-RESISTANCE FURNACES
235413 |  | SD | Full detailed drawings of furnaces.
235413 |  | PD | Furnaces
235413 |  | PD | Thermostats and Humidistats
235413 |  | PD | Air Filters
235413 |  | PD | Air Cleaners
235413 |  | PD | UV Germicidal Lights
235413 |  | PD | Humidifiers
235413 |  | PD | Ventilation Air Heat Exchangers
235413 |  | PD | Refrigeration Components
235413 |  | QCS | Sample Warranty
235413 |  | QCS | Maintenance Material Submittals
235413 |  | CCS | Operation and Maintenance Data | F
235416.13 |  |  | GAS-FIRED FURNACES
235416.13 |  | SD | Full detailed drawings of furnaces.
235416.13 |  | PD | Gas-Fired Furnaces, Noncondensing
235416.13 |  | PD | Gas-Fired Furnaces, Condensing
235416.13 |  | PD | Thermostats and Humidistats
235416.13 |  | PD | Air Filters
235416.13 |  | PD | Air Cleaners
235416.13 |  | PD | UV Germicidal Lights
235416.13 |  | PD | Humidifiers
235416.13 |  | PD | Ventilation Air Heat Exchangers
235416.13 |  | PD | Refrigeration Components
235416.13 |  | QCS | Sample Warranty
235416.13 |  | QCS | Maintenance Material Submittals
235416.13 |  | CCS | Operation and Maintenance Data | F
235416.16 |  |  | OIL-FIRED FURNACES
235416.16 |  | SD | Full detailed drawings of furnaces.
235416.16 |  | PD | Furnaces
235416.16 |  | PD | Thermostats and Humidistats
235416.16 |  | PD | Air Filters
235416.16 |  | PD | Air Cleaners
235416.16 |  | PD | UV Germicidal Lights
235416.16 |  | PD | Humidifiers
235416.16 |  | PD | Ventilation Air Heat Exchangers
235416.16 |  | PD | Refrigeration Components
235416.16 |  | QCS | Sample Warranty
235416.16 |  | QCS | Maintenance Material Submittals | F
235416.16 |  | CCS | Operation and Maintenance Data | F
235500 |  |  | FUEL-FIRED HEATERS
235500 |  | SD | Shop Drawings: Indicate assembly, required clearances, and locations and sizes of field connections.
235500 |  | PD | Gas Fired Unit Heaters
235500 |  | PD | Oil Fired Unit Heaters
235500 |  | PD | Gas Fired Industrial Heaters
235500 |  | PD | Oil Fired Industrial Heaters
235500 |  | PD | Gas Fired Duct Furnaces
235500 |  | PD | Oil Fired Duct Furnaces
235500 |  | PD | High Intensity Infrared Heaters
235500 |  | PD | Tubular Infrared Heaters
235500 |  | PD | Fuel Fired Packaged Air Units
235500 |  | QCS | Manufacturer's Certificate
235500 |  | CCS | Project Record Documents
235513.16 |  |  | GAS-FIRED DUCT HEATERS
235513.16 |  | SD | Full detailed drawings for gas-fired duct heaters.
235513.16 |  | SD | Coordination Drawings
235513.16 |  | PD | Gas-Fired Duct Heaters
235513.16 |  | QCS | Seismic Qualification Certificates
235513.16 |  | QCS | Field Quality-Control Reports
235513.16 |  | QCS | Sample Warranty
235513.16 |  | CCS | Operation and Maintenance Data | F
235523.13 |  |  | LOW-INTENSITY, GAS-FIRED, RADIANT HEATERS
235523.13 |  | SD | Full detailed drawings of heaters.
235523.13 |  | SD | Coordination Drawings
235523.13 |  | PD | Forced-Draft Heaters
235523.13 |  | PD | Draft-Induced Heaters
235523.13 |  | PD | Multiple-Burner Heaters
235523.13 |  | PD | Controls and Safeties
235523.13 |  | QCS | Field Quality-Control Reports
235523.13 |  | QCS | Sample Warranty
235523.13 |  | QCS | Maintenance Material Submittals | F
235523.13 |  | CCS | Operation and Maintenance Data | F
235523.16 |  |  | HIGH-INTENSITY, GAS FIRED, RADIANT HEATERS
235523.16 |  | SD | Full detailed drawings of heaters.
235523.16 |  | SD | Coordination Drawings
235523.16 |  | PD | High-Intensity, Infrared, Gas-Fired, Radiant Heaters
235523.16 |  | PD | Gas-Fired, Outdoor, Infrared Patio Heaters
235523.16 |  | PD | Controls and Safeties
235523.16 |  | QCS | Field Quality-Control Reports
235523.16 |  | QCS | Sample Warranty
235523.16 |  | QCS | Maintenance Material Submittals
235523.16 |  | CCS | Operation and Maintenance Data | F
235533.13 |  |  | OIL-FIRED UNIT HEATERS
235533.13 |  | SD | Full detailed drawings for oil-fired unit heaters.
235533.13 |  | SD | Coordination Drawings
235533.13 |  | PD | Manufactured Units
235533.13 |  | QCS | Seismic Qualification Certificates
235533.13 |  | QCS | Field Quality-Control Reports
235533.13 |  | QCS | Sample Warranty
235533.13 |  | QCS | Maintenance Material Submittals | F
235533.13 |  | CCS | Operation and Maintenance Data | F
235533.16 |  |  | GAS-FIRED UNIT HEATERS
235533.16 |  | SD | Full detailed drawings for gas-fired unit heaters.
235533.16 |  | SD | Coordination Drawings
235533.16 |  | PD | Manufactured Units
235533.16 |  | QCS | Seismic Qualification Certificates
235533.16 |  | QCS | Field Quality-Control Reports
235533.16 |  | QCS | Sample Warranty
235533.16 |  | QCS | Maintenance Material Submittals | F
235533.16 |  | CCS | Operation and Maintenance Data | F
235613 |  |  | HEATING SOLAR COLLECTORS
235613 |  | SD | Shop Drawings: Indicate manufactured assembly's system and control schematics, solar collector installation, layout, weights, mounting and support details, and piping connections.
235613 |  | PD | Solar Collectors
235613 |  | PD | Differential Controllers
235613 |  | PD | Thermostats
235613 |  | PD | Piping
235613 |  | PD | Gate Valves
235613 |  | PD | Globe Valves
235613 |  | PD | Ball Valves
235613 |  | PD | Butterfly Valves
235613 |  | PD | Swing Check Valves
235613 |  | PD | Relief Valves
235613 |  | PD | Diaphragm Type Compression Tanks
235613 |  | PD | Air Vents
235613 |  | PD | Strainers
235613 |  | PD | Control Valves
235613 |  | PD | Pumps
235613 |  | PD | Tanks
235613 |  | PD | Chemical Treatment
235613 |  | PD | Cabinet Fans
235613 |  | QCS | Manufacturer's Certificate
235613 |  | QCS | Manufacturer's Field-Reports
235613 |  | CCS | Operation and Maintenance Data | F
235613.13 |  |  | HEATING, FLAT-PLATE, SOLAR CONNECTORS
235613.13 |  | SD | Full detailed drawings for solar connectors.
235613.13 |  | PD | Collectors
235613.13 |  | PD | Controls
235613.13 |  | QCS | Product Certificates
235613.13 |  | QCS | Sample Warranty
235613.19 |  |  | HEATING, SOLAR, VACUUM-TUBE COLLECTORS
235613.19 |  | SD | Full detailed drawings for solar connectors.
235613.19 |  | PD | Collectors
235613.19 |  | PD | Controls
235613.19 |  | QCS | Product Certificates
235613.19 |  | QCS | Sample Warranty
235613.19 |  | QCS | Maintenance Material Submittals
235700 |  |  | HEAT EXCHANGES FOR HVAC
235700 |  | SD | Coordination Drawings
235700 |  | PD | Shell-and-Tube Heat Exchangers
235700 |  | PD | Gasketed-Plate Heat Exchangers
235700 |  | PD | Brazed-Plate Heat Exchangers
235700 |  | PD | Accessories
235700 |  | QCS | Seismic Qualification Data
235700 |  | QCS | Product Certificates
235700 |  | QCS | Source Quality-Control Reports
235700 |  | QCS | Sample Warranty
235700 |  | CCS | Operation and Maintenance Data | F
236100 |  |  | REFRIGERANT COMPRESSORS
236100 |  | SD | Shop Drawings: Indicate components, assembly, dimensions, weights and loads, required clearances, and location and size of field connections. Indicate accessories for complete system.
236100 |  | PD | Refrigeration Compressors
236100 |  | PD | Manufactured Units
236100 |  | PD | Hermetic Compressors
236100 |  | PD | Semi-Hermetic Compressors
236100 |  | PD | Open Compressors
236100 |  | QCS | Manufacturer's Certificate
236100 |  | QCS | Manufacturer's Field Reports
236100 |  | CCS | Operation and Maintenance Data | F
236200 |  |  | PACKAGED COMPRESSOR AND CONDENSER UNITS
236200 |  | SD | Full detailed drawings for compressor and condenser units.
236200 |  | SD | Coordination Drawings
236200 |  | PD | Compressor and Condenser Units, Air Cooled, 1 to 5 Tons
236200 |  | PD | Compressor and Condenser Units, Air Cooled, 6 to 120 Tons
236200 |  | QCS | Seismic Qualification Data
236200 |  | QCS | Startup Service Reports
236200 |  | QCS | Field Quality-Control Reports
236200 |  | QCS | Warranty
236200 |  | CCS | Operation and Maintenance Data | F
236313 |  |  | AIR-COOLED REFRIGERANT CONDENSERS
236313 |  | SD | Full detailed drawings for air-cooled refrigerant condensers.
236313 |  | SD | Coordination Drawings
236313 |  | PD | Packaged Air-Cooled Refrigerant Condensers
236313 |  | QCS | Seismic Qualification Data
236313 |  | QCS | Field Quality-Control Reports
236313 |  | CCS | Operation and Maintenance Data | F
236333 |  |  | EVAPORATIVE REFRIGERANT CONDENSERS
236333 |  | SD | Full detailed drawings for evaporative refrigerant condensers.
236333 |  | SD | Coordination Drawings
236333 |  | PD | Forced-Draft Evaporative Refrigerant Condensers
236333 |  | PD | Induced-Draft Evaporative Refrigerant Condensers
236333 |  | QCS | Seismic Qualification Data
236333 |  | QCS | Field Quality-Control Reports
236333 |  | QCS | Sample Warranties
236333 |  | CCS | Operation and Maintenance Data | F
236413 |  |  | ABSORPTION WATER CHILLERS
236413 |  | SD | Shop Drawings: Indicate components, assembly, dimensions, weights and loads, required clearances, and location and size of field connections.
236413 |  | PD | Chillers
236413 |  | PD | Pumps
236413 |  | PD | Heat Exchangers
236413 |  | PD | Direct Fired Unit Burner
236413 |  | PD | Purge System
236413 |  | PD | Automatic Decrystallization
236413 |  | PD | Controls
236413 |  | QCS | Design Data
236413 |  | QCS | Test Reports
236413 |  | QCS | Manufacturer's Certificate
236413 |  | QCS | Manufacturer's Field Reports
236413 |  | CCS | Operation and Maintenance Data | F
236413.13 |  |  | DIRECT-FIRED ABSORPTION WATER CHILLERS
236413.13 |  | SD | Full detail drawings of chillers.
236413.13 |  | SD | Coordination Drawings
236413.13 |  | PD | Manufactured Unit
236413.13 |  | PD | Pumps
236413.13 |  | PD | Heat-Exchanger Shells
236413.13 |  | PD | Absorber
236413.13 |  | PD | Evaporator
236413.13 |  | PD | Condenser
236413.13 |  | PD | First-Stage Generator
236413.13 |  | PD | Second-Stage Generator
236413.13 |  | PD | Dedicated Hot-Water Heat Exchanger
236413.13 |  | PD | Solution Heat Exchanger
236413.13 |  | PD | Burner Assembly
236413.13 |  | PD | Electrical
236413.13 |  | PD | Controls
236413.13 |  | PD | Finish
236413.13 |  | PD | Accessories
236413.13 |  | PD | Heat-Exchanger, Brush-Cleaning System
236413.13 |  | QCS | Seismic Qualification Data
236413.13 |  | QCS | Source Quality-Control Reports
236413.13 |  | QCS | Startup Service Reports
236413.13 |  | QCS | Test and Inspection Startup Reports
236413.13 |  | QCS | Field Quality-Control Reports
236413.13 |  | QCS | Sample Warranty
236413.13 |  | CCS | Operation and Maintenance Data | F
236413.16 |  |  | INDIRECT-FIRED ABSORPTION WATER CHILLERS
236413.16 |  | SD | Full detail drawings of chillers.
236413.16 |  | SD | Coordination Drawings
236413.16 |  | PD | Manufactured Unit
236413.16 |  | PD | Pumps
236413.16 |  | PD | Heat-Exchanger Shells
236413.16 |  | PD | Absorber
236413.16 |  | PD | Evaporator
236413.16 |  | PD | Condenser
236413.16 |  | PD | Generator for Single-Effect Chillers
236413.16 |  | PD | First-Stage Generator for Double-Effect Chillers
236413.16 |  | PD | Second-Stage Generator for Double-Effect Chillers
236413.16 |  | PD | Solution Heat Exchanger
236413.16 |  | PD | Steam Condensate Drain Cooler
236413.16 |  | PD | Factory-Applied Insulation
236413.16 |  | PD | Electrical
236413.16 |  | PD | Controls
236413.16 |  | PD | Finish
236413.16 |  | PD | Accessories
236413.16 |  | PD | Heat-Exchanger, Brush-Cleaning System
236413.16 |  | QCS | Seismic Qualification Data
236413.16 |  | QCS | Source Quality-Control Reports
236413.16 |  | QCS | Startup Service Reports
236413.16 |  | QCS | Test and Inspection Startup Reports
236413.16 |  | QCS | Field Quality-Control Reports
236413.16 |  | CCS | Operation and Maintenance Data | F
236416 |  |  | CENTRIFUGAL WATER CHILLERS
236416 |  | SD | Include plans, elevations, sections, details, and attachments to other work.
236416 |  | SD | Coordination Drawings
236416 |  | PD | Manufactured Unit
236416 |  | PD | Compressor-Drive Assembly
236416 |  | PD | Refrigeration
236416 |  | PD | Evaporator
236416 |  | PD | Condenser
236416 |  | PD | Heat-Reclaim Condenser
236416 |  | PD | Insulation
236416 |  | PD | Electrical
236416 |  | PD | Motor Controller
236416 |  | PD | Variable-Frequency Controller
236416 |  | PD | Controls
236416 |  | PD | Finish
236416 |  | PD | Accessories
236416 |  | PD | Packaged Refrigerant-Recovery Units
236416 |  | PD | Heat-Exchanger, Brush-Cleaning System
236416 |  | QCS | Certificates: certification required in Quality Assurance Article.
236416 |  | QCS | Source Quality-Control Reports
236416 |  | QCS | Field Quality-Control Reports
236416 |  | QCS | Sample Warranty
236416 |  | QCS | Maintenance Material Submittals
236416 |  | CCS | Operation and Maintenance Data | F
236416 |  | CCS | Instructional Videos | F
236419 |  |  | RECIPROCATING WATER CHILLERS
236419 |  | SD | Full detailed drawings of chillers.
236419 |  | PD | Packaged Water Chillers
236419 |  | PD | Hermetic Compressors
236419 |  | PD | Semi-Hermetic Compressors
236419 |  | PD | Evaporator
236419 |  | PD | Condensers
236419 |  | PD | Condenser Coils, Fans, And Motors
236419 |  | PD | Refrigerant Circuit
236419 |  | PD | Controls
236419 |  | QCS | Manufacturer's Certificate
236419 |  | QCS | Source Quality-Control Submittals
236419 |  | QCS | Field Quality-Control Submittals
236419 |  | QCS | Manufacturer Reports
236419 |  | QCS | Qualification Statements
236419 |  | QCS | Maintenance Material Submittals
236423 |  |  | SCROLL WATER CHILLERS
236423 |  | SD | Full detailed drawings of chillers.
236423 |  | PD | Packaged Water Chillers
236423 |  | PD | Hermetic Compressors
236423 |  | PD | Evaporator
236423 |  | PD | Condensers
236423 |  | PD | Condenser Coils, Fans, And Motors
236423 |  | PD | Refrigerant Circuit
236423 |  | PD | Controls
236423 |  | QCS | Manufacturer's Certificate
236423 |  | QCS | Source Quality-Control Submittals
236423 |  | QCS | Field Quality-Control Submittals
236423 |  | QCS | Manufacturer Reports
236423 |  | QCS | Qualification Statements
236423 |  | QCS | Maintenance Material Submittals
236423.13 |  |  | AIR-COOLED, SCROLL WATER CHILLERS
236423.13 |  | SD | Complete set of manufacturer's prints of water chiller assemblies, control panels, sections and elevations, and unit isolation.
236423.13 |  | SD | Coordination Drawings
236423.13 |  | PD | Manufactured Units
236423.13 |  | PD | Cabinet
236423.13 |  | PD | Compressor Drive Assemblies
236423.13 |  | PD | Refrigeration
236423.13 |  | PD | Air Cooled Condensor
236423.13 |  | PD | Heat Recovery Condensor
236423.13 |  | PD | Chilled Water Hydronic Package
236423.13 |  | PD | Insulation
236423.13 |  | PD | Electrical
236423.13 |  | PD | Controls
236423.13 |  | PD | Accessories
236423.13 |  | QCS | Certificates
236423.13 |  | QCS | Seismic Qualification Data
236423.13 |  | QCS | Source Quality Control Reports
236423.13 |  | QCS | Startup Service Reports
236423.13 |  | QCS | Warranty
236423.13 |  | CCS | Operation and Maintenance Data | F
236423.13 |  | CCS | Spare Parts List | F
236423.13 |  | CCS | Touchup Paint Description | F
236423.13 |  | CCS | Instructional Videos | F
236423.13 |  | QCS | Maintenance Material Submittals
236423.16 |  |  | WATER-COOLED, SCROLL WATER CHILLERS
236423.16 |  | SD | Complete set of manufacturer's prints of water chiller assemblies, control panels, sections and elevations, and unit isolation.
236423.16 |  | SD | Coordination Drawings
236423.16 |  | PD | Manufactured Units
236423.16 |  | PD | Compressor Drive Assemblies
236423.16 |  | PD | Refrigeration System
236423.16 |  | PD | Evaporator
236423.16 |  | PD | Condensor
236423.16 |  | PD | Insulation
236423.16 |  | PD | Electrical
236423.16 |  | PD | Controls
236423.16 |  | PD | Accessories
236423.16 |  | QCS | Certificates
236423.16 |  | QCS | Seismic Qualification Data
236423.16 |  | QCS | Source Quality Control Reports
236423.16 |  | QCS | Startup Service Reports
236423.16 |  | QCS | Warranty
236423.16 |  | CCS | Operation and Maintenance Data
236423.16 |  | CCS | Spare Parts List
236423.16 |  | CCS | Touchup Paint Description
236423.16 |  | CCS | Instructional Videos
236423.16 |  | QCS | Maintenance Material Submittals
236426 |  |  | ROTARY-SCREW WATER CHILLERS
236426 |  | SD | Full detailed drawings of chillers.
236426 |  | PD | Packaged Water Chillers
236426 |  | PD | Semi-Hermetic Compressors
236426 |  | PD | Evaporator
236426 |  | PD | Condensers
236426 |  | PD | Condenser Coils, Fans, And Motors
236426 |  | PD | Refrigerant Circuit
236426 |  | PD | Controls
236426 |  | QCS | Manufacturer's Certificate
236426 |  | QCS | Source Quality-Control Submittals
236426 |  | QCS | Field Quality-Control Submittals
236426 |  | QCS | Manufacturer Reports
236426 |  | QCS | Qualification Statements
236426 |  | QCS | Maintenance Material Submittals
236426.13 |  |  | AIR-COOLED, ROTARY-SCREW WATER CHILLERS
236426.13 |  | SD | Full detailed drawings of chillers.
236426.13 |  | SD | Coordination Drawings
236426.13 |  | PD | Packaged, Air-Cooled Chillers
236426.13 |  | PD | Packaged, Portable Refrigerant Recovery Units
236426.13 |  | PD | Heat-Exchanger, Brush Cleaning System
236426.13 |  | PD | Packaged, Water-Cooled, Single Compressor Chillers
236426.13 |  | PD | Packaged, Water-Cooled, Multiple Compressor Chillers
236426.13 |  | PD | Packaged, Portable Refrigerant Recovery Units
236426.13 |  | PD | Heat-Exchanger, Brush Cleaning System
236426.13 |  | QCS | Product Certificates
236426.13 |  | QCS | Seismic Qualification Data
236426.13 |  | QCS | Source Quality Control Reports
236426.13 |  | QCS | Field Test Reports
236426.13 |  | QCS | Sample Warranty
236426.13 |  | CCS | Operation and Maintenance Data | F
236426.16 |  |  | WATER-COOLED, ROTARY-SCREW WATER CHILLERS
236426.16 |  | SD | Full detailed drawings of chillers.
236426.16 |  | SD | Coordination Drawings
236426.16 |  | PD | Packaged, Water-Cooled, Single-Compressor Chillers
236426.16 |  | PD | Packaged, Water-Cooled, Multiple-Compressor Chillers
236426.16 |  | PD | Packaged, Portable Refrigerant Recovery Units
236426.16 |  | PD | Heat-Exchanger, Brush-Cleaning System
236426.16 |  | QCS | Certificates: For certification required in "Quality Assurance" Article.
236426.16 |  | QCS | Seismic Qualification Data
236426.16 |  | QCS | Source Quality-Control Reports
236426.16 |  | QCS | Field Quality-Control Reports
236426.16 |  | QCS | Sample Warranty
236426.16 |  | CCS | Operation and Maintenance Data | F
236500 |  |  | COOLING TOWERS
236500 |  | SD | Shop Drawings: Indicate structural steel supports including dimensions and locations for mounting-bolt holes.
236500 |  | PD | Cooling Towers
236500 |  | PD | Steel Cooling Towers
236500 |  | PD | FRP Towers
236500 |  | QCS | Field Test Reports
236500 |  | QCS | Manufacturer's Certificate
236500 |  | QCS | Manufacturer's Field Reports
236500 |  | CCS | Operation and Maintenance Data | F
236513.13 |  |  | OPEN-CIRCUIT, FORCED-DRAFT COOLING TOWERS
236513.13 |  | SD | Full detailed drawings of cooling towers.
236513.13 |  | SD | Coordination Drawings
236513.13 |  | PD | Design Arrangement
236513.13 |  | PD | Casing and Frame
236513.13 |  | PD | Collection Basin
236513.13 |  | PD | Collection Basin Makeup-Water Assembly
236513.13 |  | PD | Collection Basin Heater
236513.13 |  | PD | Pressurized Distribution Network
236513.13 |  | PD | Fill
236513.13 |  | PD | Drift Eliminators
236513.13 |  | PD | Air Inlet
236513.13 |  | PD | Fan and Drive Assembly
236513.13 |  | PD | Air Discharge
236513.13 |  | PD | Electrical Power
236513.13 |  | PD | Controls
236513.13 |  | PD | Water Treatment
236513.13 |  | PD | Service Access
236513.13 |  | QCS | Product Certificates
236513.13 |  | QCS | Seismic Qualification Data
236513.13 |  | QCS | Source Quality-Control Reports
236513.13 |  | QCS | Field Quality-Control Reports
236513.13 |  | QCS | Field Test Reports
236513.13 |  | QCS | Sample Warranty
236513.13 |  | QCS | Material Maintenance Submittals
236513.13 |  | CCS | Operation and Maintenance Data | F
236513.13 |  | CCS | Instructional Videos
236513.16 |  |  | CLOSED-CIRCUIT, FORCED-DRAFT COOLING TOWERS
236513.16 |  | SD | Full detailed drawings of cooling towers.
236513.16 |  | SD | Coordination Drawings
236513.16 |  | PD | Design Arrangement
236513.16 |  | PD | Casing and Frame
236513.16 |  | PD | Collection Basin
236513.16 |  | PD | Collection Basin Makeup-Water Assembly
236513.16 |  | PD | Collection Basin Heater
236513.16 |  | PD | Pressurized Distribution Network
236513.16 |  | PD | Heat-Exchanger Coils
236513.16 |  | PD | Drift Eliminators
236513.16 |  | PD | Air Inlet
236513.16 |  | PD | Fan and Drive Assembly
236513.16 |  | PD | Air Discharge
236513.16 |  | PD | Recirculating-Water Distribution System
236513.16 |  | PD | Electrical Power
236513.16 |  | PD | Controls
236513.16 |  | PD | Water Treatment
236513.16 |  | PD | Service Access
236513.16 |  | QCS | Product Certificates
236513.16 |  | QCS | Seismic Qualification Data
236513.16 |  | QCS | Source Quality-Control Reports
236513.16 |  | QCS | Field Quality-Control Reports
236513.16 |  | QCS | Field Test Reports
236513.16 |  | QCS | Sample Warranty
236513.16 |  | QCS | Material Maintenance Submittals
236513.16 |  | CCS | Operation and Maintenance Data | F
236513.16 |  | CCS | Instructional Videos
236514.13 |  |  | OPEN-CIRCUIT, INDUCED-DRAFT, COUNTERFLOW COOLING TOWERS
236514.13 |  | SD | Full detailed drawings of cooling towers.
236514.13 |  | SD | Coordination Drawings
236514.13 |  | PD | Design Arrangement
236514.13 |  | PD | Casing and Frame
236514.13 |  | PD | Collection Basin
236514.13 |  | PD | Collection Basin Makeup-Water Assembly
236514.13 |  | PD | Collection Basin Heater
236514.13 |  | PD | Pressurized Distribution Network
236514.13 |  | PD | Fill
236514.13 |  | PD | Drift Eliminators
236514.13 |  | PD | Air Inlet
236514.13 |  | PD | Fan and Drive Assembly
236514.13 |  | PD | Air Discharge
236514.13 |  | PD | Electrical Power
236514.13 |  | PD | Controls
236514.13 |  | PD | Service Access
236514.13 |  | PD | Hoisting Assembly
236514.13 |  | QCS | Seismic Qualification Data
236514.13 |  | QCS | Product Certificates
236514.13 |  | QCS | Field Test Reports
236514.13 |  | QCS | Source Quality-Control Reports
236514.13 |  | QCS | Field Quality-Control Reports
236514.13 |  | QCS | Sample Warranty
236514.13 |  | QCS | Maintenance Material Submittals
236514.13 |  | CCS | Operation and Maintenance Data | F
236514.13 |  | CCS | Instructional Videos
236514.14 |  |  | OPEN-CIRCUIT, INDUCED-DRAFT, CROSSFLOW COOLING TOWERS
236514.14 |  | SD | Full detailed drawings of cooling towers.
236514.14 |  | SD | Coordination Drawings
236514.14 |  | PD | Design Arrangement
236514.14 |  | PD | Casing and Frame
236514.14 |  | PD | Collection Basin
236514.14 |  | PD | Collection Basin Makeup-Water Assembly
236514.14 |  | PD | Collection Basin Heater
236514.14 |  | PD | Gravity Water Distribution Basin
236514.14 |  | PD | Fill
236514.14 |  | PD | Drift Eliminators
236514.14 |  | PD | Air Inlet
236514.14 |  | PD | Fan and Drive Assembly
236514.14 |  | PD | Air Discharge
236514.14 |  | PD | Electrical Power
236514.14 |  | PD | Controls
236514.14 |  | PD | Service Access
236514.14 |  | PD | Hoisting Assembly
236514.14 |  | QCS | Seismic Qualification Data
236514.14 |  | QCS | Product Certificates
236514.14 |  | QCS | Field Test Reports
236514.14 |  | QCS | Source Quality-Control Reports
236514.14 |  | QCS | Field Quality-Control Reports
236514.14 |  | QCS | Sample Warranty
236514.14 |  | QCS | Maintenance Material Submittals
236514.14 |  | CCS | Operation and Maintenance Data | F
236514.14 |  | CCS | Instructional Videos
236514.16 |  |  | CLOSED-CIRCUIT, INDUCED-DRAFT, COUNTERFLOW COOLING TOWERS
236514.16 |  | SD | Full detailed drawings of cooling towers.
236514.16 |  | SD | Coordination Drawings
236514.16 |  | PD | Design Arrangement
236514.16 |  | PD | Casing and Frame
236514.16 |  | PD | Collection Basin
236514.16 |  | PD | Collection Basin Makeup-Water Assembly
236514.16 |  | PD | Collection Basin Heater
236514.16 |  | PD | Pressurized Distribution Network
236514.16 |  | PD | Heat-Exchanger Coils
236514.16 |  | PD | Drift Eliminators
236514.16 |  | PD | Air Inlet
236514.16 |  | PD | Fan and Drive Assembly
236514.16 |  | PD | Air Discharge
236514.16 |  | PD | Recirculating Water Distribution System
236514.16 |  | PD | Electrical Power
236514.16 |  | PD | Controls
236514.16 |  | PD | Water Treatment
236514.16 |  | PD | Service Access
236514.16 |  | PD | Hoisting Assembly
236514.16 |  | QCS | Seismic Qualification Data
236514.16 |  | QCS | Product Certificates
236514.16 |  | QCS | Field Test Reports
236514.16 |  | QCS | Source Quality-Control Reports
236514.16 |  | QCS | Field Quality-Control Reports
236514.16 |  | QCS | Sample Warranty
236514.16 |  | QCS | Maintenance Material Submittals
236514.16 |  | CCS | Operation and Maintenance Data | F
236514.16 |  | CCS | Instructional Videos
236514.17 |  |  | CLOSED-CIRCUIT, INDUCED-DRAFT, COMBINED-FLOW COOLING TOWERS
236514.17 |  | SD | Full detailed drawings of cooling towers.
236514.17 |  | SD | Coordination Drawings
236514.17 |  | PD | Design Arrangement
236514.17 |  | PD | Casing and Frame
236514.17 |  | PD | Collection Basin
236514.17 |  | PD | Collection Basin Makeup-Water Assembly
236514.17 |  | PD | Collection Basin Heater
236514.17 |  | PD | Pressurized Distribution Network
236514.17 |  | PD | Fill
236514.17 |  | PD | Heat-Exchanger Coils
236514.17 |  | PD | Drift Eliminators
236514.17 |  | PD | Air Inlet
236514.17 |  | PD | Fan and Drive Assembly
236514.17 |  | PD | Air Discharge
236514.17 |  | PD | Recirculating Water Distribution System
236514.17 |  | PD | Electrical Power
236514.17 |  | PD | Controls
236514.17 |  | PD | Water Treatment
236514.17 |  | PD | Service Access
236514.17 |  | PD | Hoisting Assembly
236514.17 |  | QCS | Seismic Qualification Data
236514.17 |  | QCS | Product Certificates
236514.17 |  | QCS | Field Test Reports
236514.17 |  | QCS | Source Quality-Control Reports
236514.17 |  | QCS | Field Quality-Control Reports
236514.17 |  | QCS | Sample Warranty
236514.17 |  | QCS | Maintenance Material Submittals
236514.17 |  | CCS | Operation and Maintenance Data | F
236514.17 |  | CCS | Instructional Videos
236523 |  |  | FIELD-ERECTED COOLING TOWERS
236523 |  | SD | Shop Drawings: Indicate supports with point loads including dimensions, sizes, and locations for mounting-bolt holes.
236523 |  | PD | Cooling Towers
236523 |  | PD | Steel Structure Towers
236523 |  | PD | FRP Structure Towers
236523 |  | QCS | Field Test Reports
236523 |  | QCS | Manufacturer's Certificate
236523 |  | QCS | Manufacturer's Field Reports
236523 |  | CCS | Operation and Maintenance Data | F
237213 |  |  | HEAT WHEEL AIR-TO-AIR ENERGY RECOVERY UNITS
237213 |  | SD | Full detailed drawings for air-to-air energy recovery equipment.
237213 |  | SD | Coordination Drawings
237213 |  | PD | Heat Wheels
237213 |  | QCS | Seismic Qualification Data
237213 |  | QCS | Field Quality-Control Reports
237213 |  | QCS | Maintenance Material Submittals
237213 |  | CCS | Operation and Maintenance Data
237216 |  |  | HEAT PIPE AIR-TO-AIR ENERGY RECOVERY UNITS
237216 |  | SD | Full detailed drawings for air-to-air energy recovery equipment.
237216 |  | SD | Coordination Drawings
237216 |  | PD | Heat-Pipe Heat Exchangers
237216 |  | QCS | Seismic Qualification Data
237216 |  | QCS | Field Quality-Control Reports
237216 |  | QCS | Sample Warranty
237216 |  | CCS | Operation and Maintenance Data
237219 |  |  | FIXED PLATE AIR-TO-AIR ENERGY RECOVERY UNITS
237219 |  | SD | Full detailed drawings for air-to-air energy recovery equipment.
237219 |  | SD | Coordination Drawings
237219 |  | PD | Fixed-Plate Sensible Heat Exchangers
237219 |  | PD | Fixed-Plate Total Heat Exchangers
237219 |  | QCS | Seismic Qualification Data
237219 |  | QCS | Sample Warranty
237219 |  | CCS | Operation and Maintenance Data
237223.13 |  |  | PACKAGED INDOOR HEAT WHEEL ENERGY RECOVERY UNITS
237223.13 |  | SD | Full detailed drawings for air-to-air energy recovery equipment.
237223.13 |  | SD | Coordination Drawings
237223.13 |  | PD | Packaged, Indoor, Heat Wheel Energy-Recovery Units
237223.13 |  | PD | Controls
237223.13 |  | QCS | Seismic Qualification Data
237223.13 |  | QCS | Field Quality-Control Reports
237223.13 |  | QCS | Maintenance Material Submittals
237223.13 |  | CCS | Operation and Maintenance Data
237223.19 |  |  | PACKAGED INDOOR FIXED PLATE ENERGY RECOVERY UNITS
237223.19 |  | SD | Full detailed drawings for packaged, indoor, fixed-plate, energy-recovery units.
237223.19 |  | SD | Coordination Drawings
237223.19 |  | PD | Packaged, Indoor, Fixed-Plate, Sensible Energy-Recovery Units
237223.19 |  | PD | Packaged, Indoor, Fixed-Plate Total Energy Recovery Units
237223.19 |  | PD | Controls
237223.19 |  | QCS | Seismic Qualification Data
237223.19 |  | QCS | Field Quality-Control Reports
237223.19 |  | QCS | Maintenance Material Submittals
237223.19 |  | CCS | Operation and Maintenance Data
237223.23 |  |  | PACKAGED, OUTDOOR, HEAT WHEEL ENERGY RECOVERY UNITS
237223.23 |  | SD | Full detailed drawings for packaged, outdoor, heat-wheel, energy-recovery units.
237223.23 |  | SD | Coordination Drawings
237223.23 |  | PD | Packaged, Outdoor, Heat-Wheel Energy-Recovery Units
237223.23 |  | PD | Controls
237223.23 |  | QCS | Seismic Qualification Data
237223.23 |  | QCS | Field Quality-Control Reports
237223.23 |  | QCS | Maintenance Material Submittals
237223.23 |  | CCS | Operation and Maintenance Data
237223.29 |  |  | PACKAGED, OUTDOOR, FIXED PLATE ENERGY RECOVERY UNITS
237223.29 |  | SD | Full detailed drawings for packaged, outdoor, fixed-plate, energy-recovery units.
237223.29 |  | SD | Coordination Drawings
237223.29 |  | PD | Packaged, Outdoor, Fixed-Plate, Sensible Heat, Energy-Recovery Units
237223.29 |  | PD | Controls
237223.29 |  | QCS | Seismic Qualification Data
237223.29 |  | QCS | Field Quality-Control Reports
237223.29 |  | QCS | Maintenance Material Submittals
237223.29 |  | CCS | Operation and Maintenance Data
237300 |  |  | INDOOR CENTRAL-STATION AIR-HANDLING UNITS
237300 |  | SD | Shop Drawings: Indicate assembly, unit dimensions, weight loading, required clearances, construction details, field connection details, and electrical characteristics and connection requirements.
237300 |  | PD | Air Handling Units
237300 |  | PD | Casing
237300 |  | PD | Fans
237300 |  | PD | Motors
237300 |  | PD | Bearings And Drives
237300 |  | PD | Coils
237300 |  | PD | Humidifier
237300 |  | PD | Filters
237300 |  | PD | Economizer
237300 |  | PD | Dampers
237300 |  | PD | Outside Air Measuring And Modulation Device
237300 |  | PD | Controls
237300 |  | QCS | Manufacturer's Certificate
237300 |  | CCS | Operation and Maintenance Data
237313.13 |  |  | INDOOR, BASIC AIR-HANDLING UNITS
237313.13 |  | SD | Full detailed drawings for each type and configuration of indoor, basic, air-handling unit.
237313.13 |  | SD | Coordination Drawings
237313.13 |  | PD | Indoor, Basic, Air-Handling Units
237313.13 |  | QCS | Seismic Qualification Data
237313.13 |  | QCS | Source Quality-Control Reports
237313.13 |  | QCS | Startup Service Reports
237313.13 |  | QCS | Field Quality-Control Reports
237313.13 |  | QCS | Sample Warranty
237313.13 |  | QCS | Maintenance Material Submittals
237313.13 |  | CCS | Operation and Maintenance Data | F
237313.16 |  |  | INDOOR, SEMI-CUSTOM AIR-HANDLING UNITS
237313.16 |  | SD | Full detailed drawings for each type and configuration of indoor, semi-custom air handling unit.
237313.16 |  | SD | Coordination Drawings
237313.16 |  | PD | Air-Handling Units
237313.16 |  | QCS | Seismic Qualification Data
237313.16 |  | QCS | Source Quality-Control Reports
237313.16 |  | QCS | Startup Service Reports
237313.16 |  | QCS | Field Quality-Control Reports
237313.16 |  | QCS | Sample Warranty
237313.16 |  | QCS | Maintenance Material Submittals
237313.16 |  | CCS | Operation and Maintenance Data
237313.19 |  |  | INDOOR, CUSTOM AIR-HANDLING UNITS
237313.19 |  | SD | Full detailed drawings for each type and configuration of indoor, custom air-handling unit.
237313.19 |  | SD | Coordination Drawings
237313.19 |  | PD | Air-Handling Units
237313.19 |  | QCS | Comparison Schedule
237313.19 |  | QCS | Seismic Qualification Data
237313.19 |  | QCS | Source Quality-Control Reports
237313.19 |  | QCS | Startup Service Reports
237313.19 |  | QCS | Field Quality-Control Reports
237313.19 |  | QCS | Sample Warranty
237313.19 |  | QCS | Maintenance Material Submittals
237313.19 |  | CCS | Operation and Maintenance Data
237333.16 |  |  | INDOOR, INDIRECT, GAS-FIRED HEATING AND VENTILATING UNITS
237333.16 |  | SD | Full detailed drawings for each indoor, indirect, gas-fired heating and ventilating unit.
237333.16 |  | SD | Coordination Drawings
237333.16 |  | PD | Indoor, Indirect, Gas-Fired Heating and Ventilating Units
237333.16 |  | QCS | Sample Warranty
237333.16 |  | QCS | Seismic Qualification Data
237333.16 |  | QCS | Startup Service Reports
237333.16 |  | QCS | Field Quality-Control Reports
237333.16 |  | QCS | Maintenance Material Submittals
237333.16 |  | CCS | Operation and Maintenance Data
237339 |  |  | INDOOR, DIRECT-FIRED HEATING AND VENTILATING UNITS
237339 |  | SD | Full detailed drawings for each indoor, direct, gas-fired heating and ventilating unit.
237339 |  | SD | Coordination Drawings
237339 |  | PD | Indoor, Direct, Gas-Fired Heating and Ventilating Unit
237339 |  | QCS | Sample Warranty
237339 |  | QCS | Seismic Qualification Data
237339 |  | QCS | Startup Service Reports
237339 |  | QCS | Field Quality-Control Reports
237339 |  | QCS | Maintenance Material Submittals
237339 |  | CCS | Operation and Maintenance Data
237343.16 |  |  | OUTDOOR, SEMI-CUSTOM AIR-HANDLING UNITS
237343.16 |  | SD | Full detailed drawings for each outdoor, semi-custom air-handling unit.
237343.16 |  | SD | Coordination Drawings
237343.16 |  | PD | Air-Handling Units
237343.16 |  | QCS | Sample Warranty
237343.16 |  | QCS | Seismic Qualification Data
237343.16 |  | QCS | Source Quality-Control Reports
237343.16 |  | QCS | Startup Service Reports
237343.16 |  | QCS | Field Quality-Control Reports
237343.16 |  | QCS | Maintenance Material Submittals
237343.16 |  | CCS | Operation and Maintenance Data
237343.19 |  |  | OUTDOOR, CUSTOM AIR-HANDLING UNITS
237343.19 |  | SD | Full detailed drawings for each type and configuration of outdoor, custom air-handling unit.
237343.19 |  | SD | Coordination Drawings
237343.19 |  | PD | Air-Handling Units
237343.19 |  | QCS | Comparison Schedule
237343.19 |  | QCS | Seismic Qualification Data
237343.19 |  | QCS | Source Quality-Control Reports
237343.19 |  | QCS | Startup Service Reports
237343.19 |  | QCS | Field Quality-Control Reports
237343.19 |  | QCS | Sample Warranty
237343.19 |  | QCS | Maintenance Material Submittals
237343.19 |  | CCS | Operation and Maintenance Data
237413 |  |  | PACKAGED, OUTDOOR, CENTRAL-STATION AIR-HANDLING UNITS
237413 |  | SD | Shop Drawings: Indicate assembly, unit dimensions, weight loading, required clearances, construction and field connection details, electrical characteristics and connection requirements.
237413 |  | PD | Air Handling Units
237413 |  | PD | Casing
237413 |  | PD | Fans
237413 |  | PD | Motors
237413 |  | PD | Bearings And Drives
237413 |  | PD | Coils
237413 |  | PD | Humidifier
237413 |  | PD | Filters
237413 |  | PD | Economizer
237413 |  | PD | Dampers
237413 |  | PD | Outside Air Measuring And Modulation Device
237413 |  | PD | Controls
237413 |  | SAM | Submit 2 of each type of replacement filter media with frame.
237413 |  | QCS | Manufacturer's Certificate
237413 |  | CCS | Operation and Maintenance Data
237416.11 |  |  | PACKAGED, SMALL-CAPACITY, ROOFTOP AIR-CONDITIONING UNITS
237416.11 |  | SD | Full detailed drawings for each packaged, small-capacity, rooftop air-conditioning unit.
237416.11 |  | SD | Coordination Drawings
237416.11 |  | PD | Rooftop Air Conditioning Units
237416.11 |  | QCS | Sample Warranty
237416.11 |  | QCS | Seismic Qualification Data
237416.11 |  | QCS | Product Certificates
237416.11 |  | QCS | Source Quality-Control Reports
237416.11 |  | QCS | System Startup Reports
237416.11 |  | QCS | Field Quality-Control Reports
237416.11 |  | QCS | Maintenance Material Submittals
237416.11 |  | CCS | Operation and Maintenance Data
237416.12 |  |  | PACKAGED, INTERMEDIATE-CAPACITY, ROOFTOP AIR CONDITIONING UNITS
237416.12 |  | PD | Rooftop Air Conditioning Units
237416.12 |  | QCS | Test Reports
237416.12 |  | QCS | Manufacturer's Certificate
237416.12 |  | QCS | Manufacturer's Field Reports
237416.12 |  | CCS | Project Record Documents
237416.12 |  | CCS | Operation and Maintenance Data
237416.13 |  |  | PACKAGED, LARGE-CAPACITY, ROOFTOP AIR-CONDITIONING UNITS
237416.13 |  | SD | Full detailed drawings for each packaged, large-capacity, rooftop air-conditioning units.
237416.13 |  | SD | Coordination Drawings
237416.13 |  | PD | Rooftop Air Conditioning Units
237416.13 |  | QCS | Sample Warranty
237416.13 |  | QCS | Seismic Qualification Data
237416.13 |  | QCS | Product Certificates
237416.13 |  | QCS | Source Quality-Control Reports
237416.13 |  | QCS | System Startup Reports
237416.13 |  | QCS | Field Quality-Control Reports
237416.13 |  | QCS | Maintenance Material Submittals
237416.13 |  | CCS | Operation and Maintenance Data
237423.13 |  |  | PACKAGED, DIRECT-FIRED, OUTDOOR, HEATING-ONLY MAKEUP-AIR UNITS
237423.13 |  | SD | Full detailed drawings for each outdoor, direct, gas-fired, heating-only, makeup air unit.
237423.13 |  | SD | Coordination Drawings
237423.13 |  | PD | Outdoor, Direct, Gas-Fired Heating-Only, Makeup Air Units
237423.13 |  | QCS | Sample Warranty
237423.13 |  | QCS | Seismic Qualification Data
237423.13 |  | QCS | Product Certificates
237423.13 |  | QCS | Startup Service Reports
237423.13 |  | QCS | Field Quality-Control Reports
237423.13 |  | QCS | Maintenance Material Submittals
237423.13 |  | CCS | Operation and Maintenance Data
237423.16 |  |  | PACKAGED, INDIRECT-FIRED, OUTDOOR, HEATING-ONLY MAKEUP-AIR UNITS
237423.16 |  | SD | Full detailed drawings for each outdoor, indirect, gas-fired heating and ventilating unit.
237423.16 |  | SD | Coordination Drawings
237423.16 |  | PD | Outdoor, Indirect, Gas-Fired Heating-Only, Makeup Air Units
237423.16 |  | QCS | Sample Warranty
237423.16 |  | QCS | Seismic Qualification Data
237423.16 |  | QCS | Product Certificates
237423.16 |  | QCS | Startup Service Reports
237423.16 |  | QCS | Field Quality-Control Reports
237423.16 |  | QCS | Maintenance Material Submittals
237423.16 |  | CCS | Operation and Maintenance Data
237433 |  |  | DEDICATED OUTDOOR-AIR UNITS
237433 |  | SD | Full detailed drawings for each dedicated outdoor-air unit.
237433 |  | SD | Coordination Drawings
237433 |  | PD | Dedicated Outdoor Air Units
237433 |  | QCS | Sample Warranty
237433 |  | QCS | Seismic Qualification Data
237433 |  | QCS | Product Certificates
237433 |  | QCS | Source Quality-Control Reports
237433 |  | QCS | Startup Service Reports
237433 |  | QCS | Field Quality-Control Reports
237433 |  | QCS | Maintenance Material Submittals
237433 |  | CCS | Operation and Maintenance Data
238113 |  |  | PACKAGED TERMINAL AIR-CONDITIONERS
238113 |  | PD | Packaged Terminal Air Conditioning Units
238113 |  | PD | Packaged Terminal Heat Pump Units
238113 |  | QCS | Manufacturer's Certificate
238113 |  | CCS | Operation and Maintenance Data
238113.11 |  |  | PACKAGED TERMINAL AIR-CONDITIONERS, THROUGH-WALL UNITS
238113.11 |  | SD | Full detailed drawings for packaged, terminal air conditioners.
238113.11 |  | PD | Manufactured Units
238113.11 |  | PD | Chassis
238113.11 |  | PD | Heating
238113.11 |  | PD | Controls
238113.11 |  | SAM | Color Samples
238113.11 |  | QCS | Product Test Reports
238113.11 |  | QCS | Field Quality-Control Reports
238113.11 |  | QCS | Sample Warranty
238113.11 |  | CCS | Operation and Maintenance Data
238113.12 |  |  | PACKAGED TERMINAL AIR-CONDITIONERS, FREESTANDING UNITS
238113.12 |  | SD | Full detailed drawings for packaged, terminal air conditioners.
238113.12 |  | PD | Manufactured Units
238113.12 |  | PD | Chassis
238113.12 |  | PD | Heating
238113.12 |  | PD | Controls
238113.12 |  | SAM | Color Samples
238113.12 |  | QCS | Product Test Reports
238113.12 |  | QCS | Field Quality-Control Reports
238113.12 |  | QCS | Sample Warranty
238113.12 |  | CCS | Operation and Maintenance Data
238113.13 |  |  | PACKAGED TERMINAL AIR-CONDITIONERS, OUTDOOR, WALL-MOUNTED UNITS
238113.13 |  | SD | Full detailed drawings for packaged, terminal air conditioners.
238113.13 |  | PD | Manufactured Units
238113.13 |  | PD | Chassis
238113.13 |  | PD | Heating
238113.13 |  | PD | Controls
238113.13 |  | SAM | Color Samples
238113.13 |  | QCS | Product Test Reports
238113.13 |  | QCS | Field Quality-Control Reports
238113.13 |  | QCS | Sample Warranty
238113.13 |  | CCS | Operation and Maintenance Data
238119 |  |  | SELF-CONTAINED AIR-CONDITIONERS
238119 |  | SD | Full detailed drawings of air-conditioners.
238119 |  | SD | Coordination Drawings
238119 |  | PD | Packaged Units
238119 |  | PD | Cabinet
238119 |  | PD | Supply-Air Fan
238119 |  | PD | Refrigeration System
238119 |  | PD | Heating Coil
238119 |  | PD | Controls
238119 |  | SAM | Initial Selection: For units with factory-applied color finishes.
238119 |  | QCS | Seismic Qualification Data
238119 |  | QCS | Sample Warranty
238119 |  | QCS | Maintenance Material Submittals
238119 |  | CCS | Operation and Maintenance Data
238123 |  |  | COMPUTER ROOM AIR-CONDITIONERS
238123 |  | PD | Floor Mounted Air Conditioning Units
238123 |  | PD | Ceiling Mounted Air Conditioning Units
238123 |  | QCS | Manufacturer's Certificate
238123 |  | QCS | Manufacturer's Field Reports
238123 |  | CCS | Operation and Maintenance Data
238123.11 |  |  | SMALL CAPACITY (6 TONS (21kW) AND SMALLER), COMPUTER-ROOM AIR-CONDITIONERS, FLOOR-MOUNTED UNITS
238123.11 |  | SD | Full detailed drawings for computer-room air-conditioners.
238123.11 |  | SD | Coordination Drawings
238123.11 |  | PD | Manufactured Units
238123.11 |  | SAM | Color Samples
238123.11 |  | QCS | Seismic Qualification Data
238123.11 |  | QCS | Field Quality-Control Reports
238123.11 |  | QCS | Sample Warranty
238123.11 |  | CCS | Operation and Maintenance Data
238123.12 |  |  | LARGE CAPACITY (7 TONS (25 kW) AND LARGER), COMPUTER-ROOM AIR-CONDITONERS, FLOOR-MOUNTED UNITS
238123.12 |  | SD | Full detailed drawings for computer-room air-conditioners.
238123.12 |  | SD | Coordination Drawings
238123.12 |  | PD | Manufactured Units
238123.12 |  | QCS | Seismic Qualification Data
238123.12 |  | QCS | Field Quality-Control Reports
238123.12 |  | QCS | Sample Warranty
238123.12 |  | QCS | Maintenance Material Submittal
238123.12 |  | CCS | Operation and Maintenance Data
238123.13 |  |  | COMPUTER-ROOM AIR-CONDITIONERS, CEILING-MOUNTED UNITS
238123.13 |  | SD | Full detailed drawings for Full Computer-Room Air- Conditioners
238123.13 |  | SD | Coordination Drawings
238123.13 |  | PD | Manufactured Units
238123.13 |  | SAM | Color Samples
238123.13 |  | QCS | Seismic Qualification Data
238123.13 |  | QCS | Field Quality-Control Reports
238123.13 |  | QCS | Sample Warranty
238123.13 |  | QCS | Maintenance Material Submittal
238123.13 |  | CCS | Operation and Maintenance Data
238123.14 |  |  | COMPUTER-ROOM AIR-CONDITIONERS, CONSOLE UNITS
238123.14 |  | SD | Full detailed drawings for Computer-Room Air- Conditioners
238123.14 |  | SD | Coordination Drawings
238123.14 |  | PD | Manufactured Units
238123.14 |  | SAM | Color Samples
238123.14 |  | QCS | Seismic Qualification Data
238123.14 |  | QCS | Field Quality-Control Reports
238123.14 |  | QCS | Sample Warranty
238123.14 |  | QCS | Maintenance Material Submittal
238123.14 |  | CCS | Operation and Maintenance Data
238123.18 |  |  | COMPUTER-ROOM, RACK-COOLING EQUIPMENT
238123.18 |  | SD | Full detailed drawings for central refrigeration units and rack-cooling units.
238123.18 |  | SD | Coordination Drawings
238123.18 |  | PD | Central Refrigeration Unit
238123.18 |  | PD | Horizontally Mounted Rack-Cooling Module
238123.18 |  | PD | Overhead-Mounted Rack-Cooling Module
238123.18 |  | PD | Rear-Mounted Rack-Cooling Module
238123.18 |  | PD | Top-Mounted Rack-Cooling Module
238123.18 |  | PD | Fan Module
238123.18 |  | PD | Refrigerant
238123.18 |  | PD | Motors
238123.18 |  | SAM | Color Samples
238123.18 |  | QCS | Seismic Qualification Data
238123.18 |  | QCS | Field Quality-Control Reports
238123.18 |  | QCS | Sample Warranty
238123.18 |  | QCS | Maintenance Material Submittal
238123.18 |  | CCS | Operation and Maintenance Data
238126 |  |  | SPLIT-SYSTEM AIR-CONDITIONERS
238126 |  | SD | Full detailed drawings for central refrigeration units and rack-cooling units.
238126 |  | SD | Coordination Drawings
238126 |  | PD | Indoor Units (5 Tons or less)
238126 |  | PD | Indoor Units (6 Tons or more)
238126 |  | PD | Outdoor Units (5 Tons or less)
238126 |  | PD | Outdoor Units (6 Tons or more)
238126 |  | PD | Accessories
238126 |  | SAM | Color Samples
238126 |  | QCS | Field Quality-Control Reports
238126 |  | QCS | Sample Warranty
238126 |  | QCS | Maintenance Material Submittal
238126 |  | CCS | Operation and Maintenance Data
238129 |  |  | VARIABLE-REFRIGERANT-FLOW HVAC SYSTEMS
238129 |  | SD | Full detailed drawings for VRF HVAC Systems
238129 |  | SD | Coordination Drawings
238129 |  | PD | Indoor, Concealed, Ceiling-Mounted Units for Ducting
238129 |  | PD | Indoor, Concealed, Floor-Mounted Units for Ducting
238129 |  | PD | Indoor, Exposed, Floor-Mounted Units
238129 |  | PD | Indoor, Exposed, Wall-Mounted Units
238129 |  | PD | Indoor, Recessed, Ceiling-Mounted Units
238129 |  | PD | Indoor, Suspended, Ceiling-Mounted Units
238129 |  | PD | Indoor, Hydronic Heat Exchangers
238129 |  | PD | Indoor, Dedicated Outdoor Air Ventilation Units
238129 |  | PD | Indoor, Energy Recovery Ventilator
238129 |  | PD | Indoor, Hydronic Heat-Pump Units
238129 |  | PD | Indoor, Hydronic Heat Recovery Units
238129 |  | PD | Outdoor, Air-Source Heat-Pump Units
238129 |  | PD | Outdoor, Air-Source Heat Recovery Units
238129 |  | PD | Heat Recovery Control Units (HRCUs)
238129 |  | PD | System Controls
238129 |  | PD | System Refrigerant and Oil
238129 |  | PD | System Condensate Drain Piping
238129 |  | PD | System Hydronic Piping
238129 |  | PD | System Refrigerant Piping
238129 |  | PD | Metal Hangers and Supports
238129 |  | PD | Metal Framing Systems
238129 |  | PD | Fastener Systems
238129 |  | PD | Pipe Stands
238129 |  | PD | Equipment Stands
238129 |  | PD | Outdoor Equipment Stands
238129 |  | PD | Miscellaneous Support Materials
238129 |  | PD | Piping and Tubing Insulation
238129 |  | PD | System Control Cable
238129 |  | SAM | Color Samples
238129 |  | QCS | Seismic Qualification Data
238129 |  | QCS | Product Certificates
238129 |  | QCS | Product Test Reports
238129 |  | QCS | Source Quality-Control Reports
238129 |  | QCS | Field Quality-Control Reports
238129 |  | QCS | Sample Warranty
238129 |  | QCS | Maintenance Material Submittal
238129 |  | CCS | Operation and Maintenance Data
238129 |  | CCS | Software and Firmware Operational Documentation
238143 |  |  | AIR-SOURCE UNITARY HEAT PUMPS
238143 |  | SD | Coordination Drawings
238143 |  | PD | Rooftop Heat Pumps
238143 |  | PD | Unitary Heat Pump Units
238143 |  | QCS | Sample Warranty
238143 |  | CCS | Closeout Procedures
238143 |  | CCS | Project Record Documents
238143 |  | CCS | Operation and Maintenance Data
238146 |  |  | WATER-SOURCE UNITARY HEAT PUMPS
238146 |  | SD | Full detailed drawings for heat pumps
238146 |  | SD | Coordination Drawings
238146 |  | PD | Water-Source Unitary Heat Pumps, 6 Tons and Smaller
238146 |  | PD | Water-Source Unitary Heat Pumps, Larger than 6 Tons
238146 |  | PD | Accessories
238146 |  | SAM | For Each Color and Texture
238146 |  | SAM | Units with Factory applied color Finishes
238146 |  | SAM | For each type of Unit Indicated
238146 |  | QCS | Seismic Qualification Data
238146 |  | QCS | Field Quality-Control Reports
238146 |  | QCS | Sample Warranty
238146 |  | QCS | Maintenance Material Submittal
238146 |  | CCS | Operation and Maintenance Data
238146.13 |  |  | WATER-TO-AIR HEAT PUMPS
238146.13 |  | SD | Full detailed drawings for heat pumps
238146.13 |  | SD | Coordination Drawings
238146.13 |  | PD | Water-Source Unitary Heat Pumps, 6 Tons and Smaller
238146.13 |  | PD | Water-Source Unitary Heat Pumps, Larger than 6 tons
238146.13 |  | PD | Vertical-Stack, Water-Source Heat Pumps
238146.13 |  | PD | Exposed, Console Water-Source Heat Pumps
238146.13 |  | PD | Hose Kits
238146.13 |  | PD | Hose Kits Assemblies
238146.13 |  | PD | Pump Module
238146.13 |  | SAM | Color Samples
238146.13 |  | QCS | Seismic Qualification Data
238146.13 |  | QCS | Field Quality-Control Reports
238146.13 |  | QCS | Sample Warranty
238146.13 |  | CCS | Operation and Maintenance Data
238200 |  |  | CONVECTION HEATING AND COOLING UNITS
238200 |  | SD | Full detailed drawings for heating and cooling units
238200 |  | SD | Coordination Drawings
238200 |  | PD | Air Coils
238200 |  | PD | Electric Coils
238200 |  | PD | Baseboard Radiation
238200 |  | PD | Finned Tube Radiation
238200 |  | PD | Convectors
238200 |  | PD | Unit Heaters
238200 |  | PD | Cabinet Unit Heaters
238200 |  | PD | Fan Coil Units
238200 |  | PD | Unit Ventilators
238200 |  | PD | Hydronic Radiant Heaters
238200 |  | PD | Electric Radiant Heaters
238200 |  | PD | Electric Baseboard
238200 |  | PD | Electric Unit Heaters
238200 |  | SAM | Color Sample
238200 |  | QCS | Sample Warranty
238200 |  | CCS | Closeout Procedures
238200 |  | CCS | Project Record Documents
238200 |  | CCS | Operation and Maintenance Data
238213 |  |  | VALENCE HEATING AND COOLING UNITS
238213 |  | SD | Full detailed drawings for heating and cooling units
238213 |  | SD | Coordination Drawings
238213 |  | PD | Electric Radiant Heaters
238213 |  | PD | Hydronic Heating and Cooling Panels
238213 |  | SAM | Sample for Initial Selection
238213 |  | QCS | Seismic Qualification Data
238213 |  | QCS | Field Quality-Control Reports
238213 |  | CCS | Operation and Maintenance Data
238214 |  |  | CHILLED BEAMS
238214 |  | SD | Full detailed drawings for chilled beams
238214 |  | SD | Coordination Drawings
238214 |  | PD | Product Schedule
238214 |  | PD | Passive Chilled Beams
238214 |  | PD | Activated Chilled Beams
238214 |  | PD | Multiservice Chilled Beams
238214 |  | SAM | For Units with factory-applied finishes
238214 |  | SAM | for each type of exposed finish required, prepared on Samples of size indicated.
238214 |  | QCS | Seismic Qualification Data
238214 |  | QCS | Field Quality-Control Reports
238214 |  | QCS | Sample Warranty
238216.11 |  |  | HYDRONIC AIR COILS
238216.11 |  | SD | Coordination Drawings
238216.11 |  | PD | Hydronic Air Coils
238216.11 |  | PD | Hot-Water heating Coils with Integral Face-and Bypass Dampers
238216.11 |  | CCS | Operation and Maintenance Data | F
238216.12 |  |  | STEAM AIR COILS
238216.12 |  | SD | Coordination Drawings
238216.12 |  | PD | Steam Air Coils
238216.12 |  | PD | Steam Heating Coils with Integral Face-and-Bypass Dampers
238216.12 |  | CCS | Operation and Maintenance Data | F
238216.13 |  |  | REFRIGERANT AIR COILS
238216.13 |  | SD | Coordination Drawings
238216.13 |  | PD | Refrigerant Air Coils
238216.13 |  | CCS | Operation and Maintenance Data | F
238216.14 |  |  | ELECTRIC-RESISTANCE AIR COILS
238216.14 |  | SD | Shop Drawings: Include diagrams for power, signal, and control wiring
238216.14 |  | SD | Coordination Drawings
238216.14 |  | PD | Electrical-Resistance Air Coils
238216.14 |  | QCS | Field Quality-Control Reports
238216.14 |  | CCS | Operation and Maintenance Data | F
238219 |  |  | FAN COIL UNITS
238219 |  | SD | Shop Drawings: Include details of equipment assemblies. Indicate dimensions, weights, loads, required clearances, metho of field assembly, components and location and size of each field connection; diagrams for power, signal, and control wiring.
238219 |  | PD | Ductless Fan Coil Units
238219 |  | PD | Ducted Fan Coil Units
238219 |  | SAM | For units with Factory-applied color finishes
238219 |  | SAM | For each type of fan coil unit indicated
238219 |  | QCS | Seismic Qualification Certificates
238219 |  | QCS | Field Quality-Control Reports
238219 |  | QCS | Sample Warranty
238219 |  | CCS | Operation and Maintenance Data | F
238219 |  | CCS | Maintenance Material Submittals | F
238223 |  |  | UNIT VENTILATORS
238223 |  | SD | Shop Drawings: Include plans, elevations, sections, and details
238223 |  | PD | Manufactured Units
238223 |  | PD | Cabinets
238223 |  | PD | Coils
238223 |  | PD | Indoor fan
238223 |  | PD | Dampers
238223 |  | PD | Accessories
238223 |  | PD | Factory Hydronic Piping Package
238223 |  | PD | Integral Cooling Chassis
238223 |  | PD | Basic Unit Controls
238223 |  | PD | Metal Shelves and Cabinets
238223 |  | SAM | For units with Factory-applied color finishes
238223 |  | SAM | for each type of unit ventilator, auxiliary shelves, and cabinets indicated.
238223 |  | SD | Coordinate shop drawings with related contracts prior to submission
238223 |  | QCS | Seismic Qualification Certificates
238223 |  | QCS | Field Quality-Control Reports
238223 |  | QCS | Sample Warranty
238223 |  | CCS | Operation and Maintenance Data
238223 |  | CCS | Maintenance Materials: Unit Ventilator Filters | F
238223 |  | CCS | Maintenance Materials: Spare cooling chassis | F
238229 |  |  | RADIATORS
238229 |  | SD | Shop Drawings: Include plans, elevations, sections, and details
238229 |  | PD | Flat-Pipe Steel Radiators
238229 |  | SAM | For each exposed product and for each color and texture specified
238229 |  | SAM | For Radiators with factory-applied color finishes.
238229 |  | SAM | For each type of exposed finish
238229 |  | SD | Coordinate shop drawings with related contracts prior to submission
238229 |  | QCS | Field Quality-Control Reports
238233 |  |  | CONVECTORS
238233 |  | SD | Full detailed drawings for convectors
238233 |  | SD | Coordination Drawings
238233 |  | PD | Hot-Water Steam Convectors
238233 |  | SAM | For each exposed product and for each color and texture specified
238233 |  | SAM | For units with Factory-Applied color finishes
238233 |  | SAM | For each type of exposed finish
238233 |  | QCS | Field Quality-Control Reports
238236 |  |  | FINNED-TUBE RADIATION HEATERS
238236 |  | SD | Full detailed drawings for heaters
238236 |  | SD | Coordinate Drawings
238236 |  | PD | Finned Tube Radiation
238236 |  | PD | Electric Baseboard Radiation Heaters
238236 |  | PD | Hot-Water Steam Baseboard Radiation Heaters
238236 |  | PD | Electric Finned-Tube Radiation Heaters
238236 |  | PD | Hot-Water Steam Finned-Tube Radiation Heaters
238236 |  | SAM | For each exposed product and for each color and texture specified
238236 |  | SAM | for finned-tube radiation heaters with factory-applied color finishes
238236 |  | SAM | For each type of exposed finish
238236 |  | QCS | Field Quality-Control Reports | F
238239.13 |  |  | CABINET UNIT HEATERS
238239.13 |  | SD | Full detailed drawings for heaters
238239.13 |  | SD | Coordinate Drawings
238239.13 |  | PD | Coil Section Insulation
238239.13 |  | PD | Cabinets
238239.13 |  | PD | Filters
238239.13 |  | PD | Coils
238239.13 |  | PD | Controls
238239.13 |  | SAM | For each exposed product and for each color and texture specified
238239.13 |  | SAM | Finish colors for units with factory-applied color finishes.
238239.13 |  | SAM | finish colors for each type of cabinet unit heater indicated with factory applied color finishes.
238239.13 |  | QCS | Seismic Qualification Certificates
238239.13 |  | QCS | Field Quality-Control Reports | F
238239.13 |  | CCS | Maintenance material: Cabinet Unit-Heat Filters
238239.16 |  |  | PROPELLER UNIT HEATERS
238239.16 |  | SD | Full detailed drawings for heaters
238239.16 |  | PD | Housings
238239.16 |  | PD | Coils
238239.16 |  | PD | Fan and Motor
238239.16 |  | PD | Controls
238239.16 |  | QCS | Field Quality-Control Reports
238239.19 |  |  | WALL AND CEILING UNIT HEATERS
238239.19 |  | SD | Full detailed drawings for heaters
238239.19 |  | PD | Cabinet
238239.19 |  | PD | Coil
238239.19 |  | PD | Fan and Motor
238239.19 |  | PD | Controls
238239.19 |  | SAM | For each exposed product and for each color and texture specified
238239.19 |  | CCS | Operation and Maintenance Data | F
238300 |  |  | RADIANT HEATING UNITS
238300 |  | SD | Shop Drawings: Indicate heating cable and mat layout, locations of terminations, thermostats, and branch circuit connections
238300 |  | PD | Heating Cable And Mat
238300 |  | PD | Accessories
238300 |  | QCS | Field Quality-Control Reports
238300 |  | QCS | Sample Warranty
238300 |  | CCS | Contract Closeout
238300 |  | CCS | Project Record Documents
238300 |  | CCS | Operation and Maintenance Data
238313 |  |  | RADIANT-HEATING ELECTRIC CABLES
238313 |  | SD | Full detailed drawings for electric heating cables
238313 |  | PD | Mineral-Insulated, Series-Resistant Heating Cables
238313 |  | PD | Plastic-Insulated, Series-Resistant Heating Cables
238313 |  | PD | Self Regulating, Parallel-Resistant Heating Cables
238313 |  | PD | Controls
238313 |  | PD | Accessories
238313 |  | QCS | Field Quality-control Reports
238313 |  | QCS | Sample Warranty
238313 |  | CCS | Operation and Maintenance Data | F
238313 |  | CCS | Special Warranty | F
238316 |  |  | RADIANT-HEATING HYDRONIC PIPING
238316 |  | SD | Shop Drawings: Show piping layout and details drawn to scale, including valves, manifolds, controls, and support assemblies, and their attachments to building structure.
238316 |  | SD | Coordination Drawings
238316 |  | PD | Pex Pipe and Fittings
238316 |  | PD | Pex/AL/Pex Pipe and Fittings
238316 |  | PD | EPDM Pipe and Fittings
238316 |  | PD | Pipe Specialties
238316 |  | PD | Controls
238316 |  | CCS | Operation and Maintenance Data | F
238323 |  |  | RADIANT-HEATING ELECTRIC PANELS
238323 |  | SD | Full detailed drawings for electric panels
238323 |  | SD | Coordination Drawings
238323 |  | PD | Prefabricated Radiant-Heating Electric Panels
238323 |  | SAM | For Units with Factory-applied color Finishes
238323 |  | SAM | For Verification for Radiant-Panel Finishes
238323 |  | QCS | Field Quality-Control Reports
238323 |  | QCS | Sample Warranty
238323 |  | CCS | Operation and Maintenance Data | F
238323 |  | CCS | Special Warranty | F
238400 |  |  | HUMIDITY CONTROL EQUIPMENT
238400 |  | PD | Evaporative Humidifiers
238400 |  | PD | Evaporative Pan Humidifiers
238400 |  | PD | Steam Injection Humidifiers
238400 |  | PD | Electrode Steam Humidifiers
238400 |  | PD | Steam Heated, Heat Exchanger Type Humidifier
238400 |  | PD | Electrically Heated, Immersion Type Humidifier
238400 |  | PD | Sprayed Coil Dehumidifiers
238400 |  | QCS | Manufacturer's Certificate
238400 |  | CCS | Closeout Procedures | F
238400 |  | CCS | Operation and Maintenance Data | F
238413.16 |  |  | WETTED-ELEMENT HUMIDIFIERS
238413.16 |  | SD | Full detailed drawings for humidifiers
238413.16 |  | PD | Wetted-Element Humidifiers
238413.16 |  | QCS | Seismic Qualifications Certificate
238413.16 |  | QCS | Field Quality-Control Reports
238413.16 |  | CCS | Operation and Maintenance Data | F
238413.19 |  |  | ATOMIZING HUMIDIFIERS
238413.19 |  | SD | Full detailed drawings for humidifiers
238413.19 |  | PD | Water-pressure Atomizing Humidifiers
238413.19 |  | PD | Compressed-Air Atomizing Humidifiers
238413.19 |  | QCS | Seismic Qualification Certificate
238413.19 |  | QCS | Field Quality-Control Reports
238413.19 |  | CCS | Operation and Maintenance Data
238413.23 |  |  | DIRECT-STEAM-INJECTION HUMIDIFIERS
238413.23 |  | SD | Full detailed drawings for humidifiers
238413.23 |  | SD | Coordination Drawings
238413.23 |  | PD | Direct-Steam-Injection Distributer Tube Humidifiers
238413.23 |  | PD | Direct-Steam-Injection Panel Distribution Manifold Humidifiers
238413.23 |  | PD | Direct-Steam-Injection Area Humidifiers
238413.23 |  | PD | Condensate Drain Coolers
238413.23 |  | QCS | Seismic Qualification Certificate
238413.23 |  | QCS | Field Quality-Control Reports
238413.23 |  | CCS | Operation and Maintenance Data
238413.29 |  |  | SELF-CONTAINED STEAM HUMIDIFIERS
238413.29 |  | SD | Full detailed drawings for humidifiers
238413.29 |  | SD | Coordination Drawings
238413.29 |  | PD | Self-Contained Electric-resistance Humidifiers
238413.29 |  | PD | Self-Contained Electrode Humidifiers
238413.29 |  | PD | Self-contained Gas-Fired Humidifiers
238413.29 |  | PD | Condensate Drain Coolers
238413.29 |  | QCS | Seismic Qualification Certificate
238413.29 |  | QCS | Field Quality-Control Reports | F
238413.29 |  | CCS | Operation and Maintenance Data | F
238413.29 |  | CCS | Maintenance Material: Supply one replacement electrode cylinder with each self-contained humidifier. | F
238413.36 |  |  | HEAT EXCHANGER HUMIDIFIERS
238413.36 |  | SD | Full detailed drawings for humidifiers
238413.36 |  | SD | Coordination Drawings
238413.36 |  | PD | Heat-Exchanger Humidifiers
238413.36 |  | PD | Condensate Drain Coolers
238413.36 |  | QCS | Seismic Qualification Certificate
238413.36 |  | QCS | Product Test Reports: For each humidifier, for tests performed by qualified testing agency
238413.36 |  | QCS | Field Quality-Control Reports
238413.36 |  | CCS | Operation and Maintenance Data
238413.36 |  | CCS | Maintenance Material: Supply one replacement electrode cylinder with each self-contained humidifier.
238416.13 |  |  | OUTDOOR, MECHANICAL DEHUMIDIFICATION UNITS
238416.13 |  | SD | Full detailed drawings for dehumidificaation units
238416.13 |  | PD | Casings
238416.13 |  | PD | Fans
238416.13 |  | PD | Filters
238416.13 |  | PD | Refrigeration System
238416.13 |  | PD | Integral, Air-cooled Condenser
238416.13 |  | PD | Heating Coils
238416.13 |  | PD | Dampers
238416.13 |  | PD | Controls
238416.13 |  | PD | Accessories
238416.13 |  | PD | Roof Curbs
238416.13 |  | QCS | Source Quality Control Reports
238416.13 |  | QCS | Seismic Qualification Certificate
238416.13 |  | QCS | Product Test Reports: For each humidifier, for tests performed by qualified testing agency
238416.13 |  | QCS | Field Quality-Control Reports
238416.13 |  | QCS | Sample Warranty
238416.13 |  | CCS | Operation and Maintenance Data | F
238416.13 |  | CCS | Maintenance Material: Filters | F
238416.13 |  | CCS | Maintenance Material: Fan Belts
238416.16 |  |  | INDOOR, MECHANICAL DEHUMIDIFICATION UNITS
238416.16 |  | SD | Full detailed drawings for dehumidificaation units
238416.16 |  | PD | Casings
238416.16 |  | PD | Fans
238416.16 |  | PD | Filters
238416.16 |  | PD | Refrigeration System
238416.16 |  | PD | Remote-Mounted, Air-Cooled Condenser Unit
238416.16 |  | PD | Heating Coils
238416.16 |  | PD | Dampers
238416.16 |  | PD | Controls
238416.16 |  | PD | Accessories
238416.16 |  | QCS | Source Quality Control Reports
238416.16 |  | QCS | Seismic Qualification Certificate
238416.16 |  | QCS | Product Test Reports
238416.16 |  | QCS | Field Quality-Control reports
238416.16 |  | QCS | Sample Warranty
238416.16 |  | CCS | Operation and Maintenance Data | F
238416.16 |  | CCS | Maintenance Materials: Filters | F
238416.16 |  | CCS | Maintenance Materials: Fan Belts | F

## Div.26
SUBMITTALS FOR APPROVAL |  |  |  | Send to: | Critical Submittals | Contractor's Projected Dates Allow at least 4 weeks for Approval (allows time for any resubmission)
Spec Section | Sub Section | Type | Description | F | Mark "X" for all that apply | Projected Transmittal Date: | Projected Approval Date: | Projected Delivery Date:
F/O
D
260221 |  |  | MOTORS AND MOTOR CONTROLLERS
260221 |  | PACK | Submit the product data, and quality control submittals specified below at the same time as a package
260221 |  | PD | Motor Controllers - Identify each controller for use with corresponding motor
260221 |  | PD | Motor Controllers - Describe overload devices
260221 |  | PD | Motor Controllers - Enumerate and describe all accessories
260221 |  | PD | All Motors - Catalog sheets, specifications and installation instructions
260221 |  | PD | All Motors - Data proving that voltage rating of each motor is in accordance with specified NEMA standard motor voltage
260221 |  | PD | All Motors - Data proving that the service factor and temperature rise for the motor’s insulation system conforms to NEMA standards for each motor’s specific application.
260221 |  | PD | All Motors - Data proving that the motor efficiency rating conforms to NEMA testing and marking standards MG1-12.54 and 12.55.
260221 |  | PD | Additional Data for Motors Controlled by Solid State or Adjustable Speed Motor Controllers - Data proving that the motor has been designed for use with associated controller
260221 |  | PD | Additional Data for Motors Controlled by Solid State or Adjustable Speed Motor Controllers - Data proving that the motor has been designed for use with DC injection braking
260221 |  | PD | Additional Data for Motors 50 HP and Larger: Certified report of manufacturer’s routine tests
260221 |  | QCS | Harmonic analysis report
260221 |  | QCS | Company Field Advisor Data
260221 |  | CCS | System acceptance test report | F
260221 |  | CCS | Certificate: Affidavit, signed by the Company Field Advisor and notarized | F
260221 |  | CCS | Operation and Maintenance Data: 2 copies covering the installed products, to the Director's Representative | F
260221 |  | CCS | Service Availability: A fully equipped service organization shall be available to service the completed Work | F
260505 |  |  | WIRING FOR GATE SYSTEMS
260505 |  | PACK | Submit the product data and the shop drawings specified below all at the same time as a package
260505 |  | SD | Show switches, controls, motors, and other electrical components
260505 |  | PD | Rigid Ferrous Metal Conduit
260505 |  | PD | Flexible Metal Conduit
260505 |  | PD | Liquid-tight Flexible Metal Conduit
260505 |  | PD | Insulated Bushing
260505 |  | PD | Plastic Bushings for 1/2 and 3/4 inch conduit
260505 |  | PD | Connectors and Couplings
260505 |  | PD | Conduit Bodies (Threaded)
260505 |  | PD | Expansion Fittings
260505 |  | PD | Galvanized Steel Boxes For Concealed Work
260505 |  | PD | Galvanized Steel Junction and Pull Boxes For Exposed Work
260505 |  | PD | Threaded Type Boxes for Exposed Work
260505 |  | PD | Specific Purpose Outlet Boxes
260505 |  | PD | Conductors (600 Volts and Under)
260505 |  | PD | Supporting Devices
260505 |  | PD | Markers
260505 |  | CCS | Operation and Maintenance Data: Deliver 2 copies | F
260506 |  |  | WIRING FOR DETENTION EQUIPMENT
260506 |  | PACK | Submit the product data and the shop drawings specified below all at the same time as a package
260506 |  | PD | Rigid Ferrous Metal Conduit
260506 |  | PD | Flexible Metal Conduit
260506 |  | PD | Liquid-tight Flexible Metal Conduit
260506 |  | PD | Insulated Bushing
260506 |  | PD | Plastic Bushings for 1/2 and 3/4 inch conduit
260506 |  | PD | Connectors and Couplings
260506 |  | PD | Conduit Bodies (Threaded)
260506 |  | PD | Expansion Fittings
260506 |  | PD | Galvanized Steel Boxes For Concealed Work
260506 |  | PD | Galvanized Steel Junction and Pull Boxes For Exposed Work
260506 |  | PD | Threaded Type Boxes for Exposed Work
260506 |  | PD | Specific Purpose Outlet Boxes
260506 |  | PD | Conductors (600 Volts and Under)
260506 |  | PD | Supporting Devices
260506 |  | PD | Markers
260506 |  | CCS | Operation and Maintenance Data: Deliver 2 copies | F
260513 |  |  | MEDIUM VOLTAGE CABLES
260513 |  | SD | Coordination Drawings
260513 |  | PD | Cables
260513 |  | PD | Connectors
260513 |  | PD | Solid Terminations
260513 |  | PD | Separable Insulated connectors
260513 |  | PD | Splice Kits
260513 |  | PD | Medium-Voltage Tapes
260513 |  | PD | Arc-Proofing Materials
260513 |  | PD | Accessories
260513 |  | PD | Fault Indicators
260513 |  | SAM | 16-inch lengths for each type of cable specified
260513 |  | QCS | Qualification Data for Installer and/or Testiing Agency
260513 |  | QCS | Material Certificates: For each type of cable and accessory.
|  | QCS | Design Data
260513 |  | QCS | Source Quality Control Reports
260513 |  | QCS | Field Quality Control Reports
260519 |  |  | LOW-VOLTAGE ELECTRICAL POWER CONDUCTORS AND CABLES
260519 |  | PD | Copper Building Wire
260519 |  | PD | Aluminum Building Wire
260519 |  | PD | Metal Clad Cable, Type MC
260519 |  | PD | Armored Cable, Type AC
260519 |  | PD | Photovoltaic Cable, Type PV
260519 |  | PD | Mineral-Insulated Cable, Type MI
260519 |  | PD | Tray Cable, Type TC
260519 |  | PD | Connectors and Splices
260519 |  | PD | Product Schedule: Indicate type, use, location, and termination locations.
260519 |  | QCS | Qualification Data: For [testing agency] [manufacturer's authorized service representative].
260519 |  | QCS | Field Quality-Control Reports
260523 |  |  | CONTROL-VOLTAGE ELECTRICAL POWER CABLES
260523 |  | PD | Backboards
260523 |  | PD | Category 5e Balanced Twisted Pair Cable
260523 |  | PD | Category 6 Balanced twisted Pair Cable
260523 |  | PD | Category 6a Balanced Twisted Pair Cable
260523 |  | PD | Balanced Twisted Pair Cable Hardware
260523 |  | PD | Twin-Axial Data Highway Cable
260523 |  | PD | RS-232 Cable
260523 |  | PD | RS-485 Cable
260523 |  | PD | Low-Voltage Control Cable
260523 |  | PD | Control-Circuit Conductors
260523 |  | PD | Fire-Alarm Wire and Cable
260523 |  | PD | Product Schedule: Indicate type, use, location, and termination locations.
260523 |  | QCS | Qualification Data: For [testing agency] [manufacturer's authorized service representative].
260523 |  | QCS | Field Quality-Control Reports
260526 |  |  | GROUNDING AND BONDING FOR ELECTRICAL SYSTEMS
260526 |  | SD | Coordination Drawings: Plans Showing dimensioned locations of grounding Features
260526 |  | PD | Conductors
260526 |  | PD | Connectors
260526 |  | PD | Grounding Electrodes
260526 |  | QCS | Qualification Data
260526 |  | QCS | Field Quality-Control Reports
260526 |  | CCS | Operation and Maintenance Data | F
260529 |  |  | HANGERS AND SUPPORTS FOR ELECTRICAL SYSTEMS
260529 |  | SD | Shop Drawings: Hangers. Include product data for components
260529 |  | SD | Shop Drawings: Slotted Support Systems
260529 |  | SD | Shop Drawings: Equipment Supports
260529 |  | SD | Shop Drawings: Vibration Isolation Base Details
260529 |  | SD | Delegated Design Submittal: Include Design Calculations and details for hangers
260529 |  | SD | Delegated Design Submittal: Include Design Calculations and details for seismic restraints
260529 |  | SD | Coordinate Drawings: Reflected Ceiling plans and other details, drawn to scale, on which the following items are shown and coordinated with each other, using input from installers.
260529 |  | PD | Slotted Support Systems, Hardware, and Accessories
260529 |  | PD | Clamps
260529 |  | PD | Hangers
260529 |  | PD | Sockets
260529 |  | PD | Eye Nuts
260529 |  | PD | Fasteners
260529 |  | PD | Anchors
260529 |  | PD | Saddles
260529 |  | PD | Brackets
260529 |  | QCS | Seismic Qualification Certificate
260529 |  | QCS | Welding Certificates
260533 |  |  | RACEWAYS AND BOXES FOR ELECTRICAL SYSTEMS
260533 |  | SD | Shop Drawings: For custom enclosures and cabinets. Include plans, elevations, sections and attachment details
260533 |  | PD | Metal Conduits and Fittings
260533 |  | PD | Nonmetallic Conduits and Fittings
260533 |  | PD | Metal Wireways and Auxiliary Gutters
260533 |  | PD | Nonmetallic Wireways and Auxiliary Gutters
260533 |  | PD | Surface Raceways
260533 |  | PD | Tele-Power Poles
260533 |  | PD | Boxes, Enclosures, and Cabinets
260533 |  | PD | Handholes and boxes for exterior underground wiring
260533 |  | PD | Nameplates and Tags
260533 |  | EPD | Environmental Product Declaration
260533 |  | SAM | For Wireways, nonmetallic wireways and surface raceways and for each color and texture specified
260539 |  |  | UNDERFLOOR RACEWAY FOR ELECTRICAL SYSTEMS
260539 |  | SD | Shop Drawings: Include Floor Plans, elevations, sections, and details
260539 |  | SD | Shop Drawings: Detail fabrication and assembly of underfloor raceways.
260539 |  | PD | Flat-Top, Steel Underfloor Raceways
260539 |  | PD | Flush, Steel Underfloor Raceways
260539 |  | PD | Cellular Metal Underfloor Raceways
260539 |  | PD | Trench-Type Underfloor Raceways
260539 |  | PD | Electrical Connection Components for Cellular Steel Floor Deck
260539 |  | PD | Electrical Connection Components for Precast Cellular Concrete Floor Deck
260539 |  | PD | Supports, Raceway fittings, and hardware
260539 |  | PD | Junction Boxes
260539 |  | PD | Service Fittings/Activations
260539 |  | EPD | Environmental Product Declaration
260539 |  | SAM | One each underfloor raceway product, in specified finish.
260539 |  | QCS | Field Quality-control Reports | F
260539 |  | CCS | Operation and Maintenance Data | F
260539 |  | CCS | Project Record Documents | F
260539 |  | CCS | Maintenance Material Submittal | F
260543 |  |  | UNDERGROUND DUCTS AND RACEWAYS FOR ELECTRICAL SYSTEMS
260543 |  | SD | Precast or Factory-Fabricated Underground utility Structures
260543 |  | SD | Factory-Fabricated Handholes and Boxes other than precast concrete
260543 |  | SD | Coordination Drawings: For Duct and duct bank. Show duct profiles and coordination with other utilities and underground structures. Include Plans and sections, drawn to scale, and show bends and locations of expansion fittings.
260543 |  | PD | Metal Conduit And Fittings
260543 |  | PD | Rigid Nonmetallic Duct
260543 |  | PD | Flexible Nonmetallic Ducts
260543 |  | PD | Duct Accessories
260543 |  | PD | Precast Concrete Handholes And Boxes
260543 |  | PD | Polymer Concrete Handholes And Boxes With Polymer Concrete Cover
260543 |  | PD | Fiberglass Handholes And Boxes With Polymer Concrete Frame And Cover
260543 |  | PD | Fiberglass Handholes And Boxes
260543 |  | PD | High-Density Plastic Boxes
260543 |  | PD | Precast Manholes
260543 |  | PD | Cast-In-Place Manholes
260543 |  | PD | Utility Structure Accessories
260543 |  | EPD | Environmental Product Declaration
260543 |  | QCS | Product Certificates
260543 |  | QCS | Source Quality Control Reports | F
260543 |  | QCS | Field Quality-control Reports | F
260543 |  | CCS | Maintenance Materials | F
260544 |  |  | SLEEVES AND SLEEVE SEALS FOR ELECTRICAL RACEWAYS AND CABLING
260544 |  | PD | Round Sleeves
260544 |  | PD | Rectangular Sleeves
260544 |  | PD | Sleeve Seal System
260544 |  | PD | Grout
260544 |  | PD | Pourable Sealants
260544 |  | PD | Foam Sealants
260544 |  | EPD | Environmental Product Declaration
260548 |  |  | VIBRATION AND SEISMIC CONTROLS FOR ELECTRICAL SYSTEMS
260548 |  | SD | Detail fabrication and assembly of equipment bases.
260548 |  | SD | Vibration Isolation Base Details: Detail fabrication including anchorages and attachments to structure and to supported equipment. Include adjustable motor bases, rails, and frames for equipment mounting.
260548 |  | SD | Delegated Design Submittal: Seismic Restraint-Device
260548 |  | SD | Delegated Design Submittal: Each Wind-Load Protection Device
260548 |  | SD | Coordination Drawings: show coordination of seismic bracing for electrical components with other systems and equipment in the vicinity, including other supports and seismic restraints
260548 |  | PD | Elastomeric Isolation Pads
260548 |  | PD | Restraints - Rigid Type
260548 |  | PD | Restraints - Cable Type
260548 |  | PD | Restraints Accessories
260548 |  | PD | Post-Installed Concrete Anchors
260548 |  | PD | Concrete Inserts
260548 |  | QCS | Welding Certificates
260548 |  | QCS | Field Quality Control Reports | F
260548 |  | QCS | Seismic Qualification Data | F
260548 |  | QCS | Wind Load Performance | F
260548 |  | QCS | Certificates: Bar reinforcement manufacturer's certification that bar material conforms with ASTM A 615 and specified grade
260553 |  |  | IDENTIFICATION FOR ELECTRICAL SYSTEMS
260553 |  | SD | Identification Schedule: For each piece of electrical equipment and electrical system components to be an index of nomenclature for electrical equipment and system components used in identification signs and labels. Use same designations indicated on Drawings.
260553 |  | SD | Delegated-Design Submittal: for Arc-Flash Hazard Study | D
260553 |  | PD | Labels
260553 |  | PD | Bands and Tubes
260553 |  | PD | Tapes and Stencils
260553 |  | PD | Tags
260553 |  | PD | Signs
260553 |  | PD | Cable Ties
260553 |  | PD | Miscellaneous Identification Products
260553 |  | SAM | For each type of label and sign to illustrate composition, size, colors, lettering style, mounting provisions, and graphic features of identification products.
260573.13 |  |  | SHORT-CIRCUIT STUDIES
260573.13 |  | PD | Computer Software Program to be used for Studies
260573.13 |  | PD | Short-Circuit study input data, including completed computer program input data sheets
260573.13 |  | PD | Short-Circuit study and equipment evaluation report; signed, dated, and sealed by a Qualified engineer
260573.13 |  | QCS | Qualification Data for Power Systems analysis Software Developer
260573.13 |  | QCS | Qualification Data for Power Systems analysis specialist
260573.13 |  | QCS | Qualified Data for Field Adjusting Agency
260573.13 |  | CCS | Operation and Maintenance Data | F
260573.16 |  |  | COORDINATION STUDIES
260573.16 |  | PD | Computer Software Program to be used for Studies
260573.16 |  | PD | Coordination-study input data, including completed computer program input data sheets.
260573.16 |  | PD | Overcurrent protective device coordination study report
260573.16 |  | QCS | Power System Analysis Software Developer
260573.16 |  | QCS | Power Systems Analysis Specialist
260573.16 |  | QCS | Field Adjusting Agency
260573.16 |  | CCS | Operation and Maintenance Data | F
260573.19 |  |  | ARC-FLASH HAZARD ANALYSIS
260573.19 |  | PD | Computer Software Program to be used for Studies
260573.19 |  | PD | Arc-flash study input data, including completed computer program input data sheets.
260573.19 |  | PD | Arc-flash study report
260573.19 |  | PD | Arc-flash Warning Labels
260573.19 |  | QCS | Power System Analysis Software Developer
260573.19 |  | QCS | Power Systems Analysis Specialist
260573.19 |  | QCS | Field Adjusting Agency
260573.19 |  | CCS | Operation and Maintenance Data | F
260913 |  |  | ELECTRICAL POWER MONITORING AND CONTROL
260913 |  | SD | Shop Drawings for Power monitoring and control equipment
260913 |  | PD | Multifunction Energy Meters
260913 |  | PD | Power Meters
260913 |  | PD | Circuit Meters and Monitors
260913 |  | PD | Circuit Meter and Explorer
260913 |  | PD | PC Operating System Software
260913 |  | PD | Networked PC Operating System Software
260913 |  | PD | Power Monitoring and Control Software
260913 |  | PD | Network Configuration Software
260913 |  | PD | Monitoring and Control of Power Distribution Equipment
260913 |  | PD | System Operator Interfaces
260913 |  | PD | Portable Work Stations
260913 |  | PD | Wires and Cables
260913 |  | PD | Surge Protection Devices
260913 |  | QCS | Field Quality-Control Reports
260913 |  | QCS | Design Data
260913 |  | CCS | Operation and Maintenance Data | F
260913 |  | CCS | Maintenance Material Submittals | F
260923 |  |  | LIGHTING CONTROL DEVICES
260923 |  | SD | Shop Drawings for Occupancy sensors
260923 |  | SD | Shop Drawings for Vacancy Sensors
260923 |  | SD | Coordination Drawings for Suspended Ceiling Components
260923 |  | SD | Coordination Drawings for structural members to which equipment will be attached
260923 |  | SD | Coordination Drawings for items penetrating finished ceiling
260923 |  | PD | Electronic Time Switches
260923 |  | PD | Electromechanical Dial-time Switches
260923 |  | PD | Outdoor Photoelectric Switches, Solid State, Flexible Mounting
260923 |  | PD | Outdoor Photoelectric Switches, Solid State, Luminaire-Mounted
260923 |  | PD | Outdoor Photoelectric Switches, Low voltage
260923 |  | PD | Daylight-Harvesting switching Controls
260923 |  | PD | Daylight-Harvesting Dimming Controls, Analog
260923 |  | PD | Daylight-Harvesting Dimming Controls, Digital
260923 |  | PD | Room Lighting Controller
260923 |  | PD | Indoor Occupancy and Vacancy Sensors
260923 |  | PD | Switchbox-Mounted Occupancy Sensors
260923 |  | PD | Digital Timer Light Switch
260923 |  | PD | High-Bay Occupancy Sensors
260923 |  | PD | Extreme-Temperature Occupancy Sensors
260923 |  | PD | Lighting Contractors
260923 |  | PD | Emergency Shunt Relay
260923 |  | PD | Outdoor Motion Sensors
260923 |  | QCS | Field Quality-Control Reports
260923 |  | QCS | Sample Warranty
260923 |  | CCS | Operation and Maintenance Data | F
260923 |  | CCS | software and Firmware Operational Documentation
260936 |  |  | Modular Dimming Controls
260936 |  | SD | Shop Drawings: Detail assemblies of standard components, custom assembled for specific application on project. Indicate dimensions, weights, arrangement of components, and clearance and access requirements.
260936 |  | SD | Coordination Drawings: For Evidence that lighting controls are compatible with connected monitoring and control devices and systems
260936 |  | PD | Wall-Box Multiscene Dimming Controls
260936 |  | PD | Multipreset Modular dimming controls
260936 |  | PD | Conductors and Cables
260936 |  | SAM | Sample for Initial Selection for master- and remote-control stations, faceplates with factory-applied color finishes and technical features.
260936 |  | SAM | For master- and remote-control stations, and faceplates with factory-applied color finishes and technical features
260936 |  | QCS | Field Quality-Control Reports
260936 |  | QCS | Sample Warranty
260936 |  | CCS | Operation and Maintenance Data | F
260943.16 |  |  | Addressable-Luminaire Lighting Controls
260943.16 |  | SD | Shop Drawings: Floor Plans
260943.16 |  | SD | Shop Drawings: Address Drawing
260943.16 |  | SD | Shop Drawings: Point List and Data Bus Load
260943.16 |  | SD | Shop Drawings: Wire termination diagrams and Schedules
260943.16 |  | SD | Shop Drawings: Block Diagram
260943.16 |  | SD | Coordination Drawings: Submit evidence that lighting controls are compatible with connected monitoring and control devices and systems.
260943.16 |  | PD | Bus Power Supply
260943.16 |  | PD | Controller/Gateways
260943.16 |  | PD | User Interface
260943.16 |  | PD | Lighting Control System Management Software
260943.16 |  | PD | Luminaire Switching and Dimming Modules
260943.16 |  | PD | Ballast Switching and Dimming Modules
260943.16 |  | PD | Sensors
260943.16 |  | PD | Relays
260943.16 |  | PD | Manual Switches and Plates
260943.16 |  | PD | Conductors and Cables
260943.16 |  | QCS | Field Quality-Control Reports
260943.16 |  | QCS | Sample Warranty
260943.16 |  | CCS | Operation and Maintenance Data | F
260943.16 |  | CCS | Maintenance Material Submittals | F
260943.23 |  |  | RELAY-BASED LIGHTING CONTROLS
260943.23 |  | SD | Shop Drawings for Each relay panel and related equipment
260943.23 |  | SD | Coordination Drawings: Submit evidence that lighting controls are compatible with connected monitoring and control devices and systems.
260943.23 |  | PD | Lighting Control Relay Panels
260943.23 |  | PD | Networked Lighting Control Panels
260943.23 |  | PD | Manual Switches and Plates
260943.23 |  | PD | Field-Mounted Signal Sources
260943.23 |  | PD | Conductors and Cables
260943.23 |  | QCS | Qualification Data
260943.23 |  | QCS | Field Quality-Control Reports
260943.23 |  | QCS | Sample Warranty
260943.23 |  | CCS | Operation and Maintenance Data | F
260943.23 |  | CCS | Maintenance Material Submittals | F
261116.11 |  |  | SECONDARY UNIT SUBSTATIONS WITH SWITCHGEAR SECONDARY
261116.11 |  | SD | Shop Drawings: Detail Equipment assemblies and indicate dimensions, weights, loads, required clearances, method of field assembly, components, and location and size of each field connection
261116.11 |  | SD | Coordination Drawings for Outdoor Installations
261116.11 |  | SD | Coordination Drawings for Indoor Installations
261116.11 |  | PD | Manufactured Units
261116.11 |  | PD | Medium-Voltage Terminal Compartment Section
261116.11 |  | PD | Medium-Voltage Metal-Clad Switchgear Section
261116.11 |  | PD | Medium-Voltage Metal-Enclosed Switchgear Section
261116.11 |  | PD | Medium-Voltage Instrument Section
261116.11 |  | PD | Liquid-Filled Transformer Section
261116.11 |  | PD | Secondary Distribution Section Terminal compartment
261116.11 |  | PD | Secondary Distribution Section Switchgear
261116.11 |  | PD | Secondary Distribution Network Protectors
261116.11 |  | PD | Low-Voltage Instrument Section
261116.11 |  | PD | Identification Devices
261116.11 |  | QCS | Qualification Data
261116.11 |  | QCS | Seismic Qualification Certificates
261116.11 |  | QCS | Product Certificates
261116.11 |  | QCS | Factory Test Reports
261116.11 |  | QCS | Field Quality-Control Reports | F
261116.11 |  | CCS | Operation and Maintenance Data | F
261116.11 |  | CCS | Maintenance Material Submittals | F
261116.12 |  |  | SECONDARY UNIT SUBSTATIONS WITH SWITCHBOARDS SECONDARY
261116.12 |  | SD | Shop Drawings: Detail Equipment assemblies and indicate dimensions, weights, loads, required clearances, method of field assembly, components, and location and size of each field connection.
261116.12 |  | SD | Coordination Drawings for outdoor and indoor installations
261116.12 |  | PD | Manufactured Units
261116.12 |  | PD | Medium-Voltage Terminal compartment Section
261116.12 |  | PD | Medium-Voltage Metal-enclosed Switchgear Section
261116.12 |  | PD | Medium-Voltage Instruments Section
261116.12 |  | PD | Liquid-Filled Transformer Section
261116.12 |  | PD | Dry-Type Transformer Section
261116.12 |  | PD | Secondary Distribution Section Switchboard
261116.12 |  | PD | Low-Voltage Instruments Section
261116.12 |  | PD | Identification Devices
261116.12 |  | QCS | Qualification Data
261116.12 |  | QCS | Seismic Qualification Data
261116.12 |  | QCS | Product Certificates
261116.12 |  | QCS | Factory Test Reports
261116.12 |  | QCS | Field Quality-Control Reports
261116.12 |  | CCS | Operation and Maintenance Data | F
261116.12 |  | CCS | Maintenance Material Submittals | F
261116.13 |  |  | SECONDARY UNIT SUBSTATIONS WITH MOTOR CONTROL CENTER SECONDARY
261116.13 |  | SD | Shop Drawings for detail equipment assemblies and indicate dimensions, weights, loads, required clearances, method of field assembly, components, and location and size of each field connection
261116.13 |  | SD | Coordination Drawings
261116.13 |  | PD | Manufactured Units
261116.13 |  | PD | Medium-Voltage Terminal Compartment Section
261116.13 |  | PD | Medium-Voltage Metal-Enclosed Switchgear Section
261116.13 |  | PD | Medium-Voltage Instrument Section
261116.13 |  | PD | Liquid-filled Transformer Section
261116.13 |  | PD | Secondary Distribution Section MCC
261116.13 |  | PD | Low-Voltage Instruments Section
261116.13 |  | PD | Identification Devices
261116.13 |  | QCS | Seismic Qualification Data
261116.13 |  | QCS | Product Certificates
261116.13 |  | QCS | Factory test Reports
261116.13 |  | CCS | Spare Fuses
261116.13 |  | CCS | Touch up paint
261116.13 |  | CCS | Primary Switch Contact Lubricant
261213 |  |  | LIQUID-FILLED, MEDIUM-VOLTAGE TRANSFORMERS
261213 |  | SD | Shop Drawings: For liquid-filled, medium-voltage transformers
261213 |  | SD | Coordination Drawings for Indoor Installations
261213 |  | PD | Control Network
261213 |  | PD | Warning Labels and Signs
261213 |  | QCS | Qualification Data
261213 |  | QCS | Seismic Qualification Data
261213 |  | QCS | Product Certificates
261213 |  | QCS | Factory Test Reports
261213 |  | QCS | Field Quality-Control Reports
261213 |  | CCS | Operation and Maintenance Data | F
261216 |  |  | DRY-TYPE, MEDIUM-VOLTAGE TRANSFORMERS
261216 |  | SD | Shop Drawings for Dry-type, medium voltage transformers
261216 |  | SD | Coordination Drawings
261216 |  | PD | Control Network
261216 |  | PD | Warning Labels and Signs
261216 |  | QCS | Qualification Data for Testing Agency
261216 |  | QCS | Seismic Qualification Certifications
261216 |  | QCS | Product Certificates
261216 |  | QCS | Source Quality-Control Reports
261216 |  | QCS | Field Quality-Control Reports
261216 |  | CCS | Operation and Maintenance Data
261219 |  |  | PAD-MOUNTED, LIQUID-FILLED, MEDIUM-VOLTAGE TRANSFORMERS
261219 |  | SD | Shop Drawings for pad mounted, liquid filled, medium-voltage transformers
261219 |  | SD | Coordination Drawings
261219 |  | PD | Single-Phase, Pad-Mounted Transformers
261219 |  | PD | Three-Phase Transformers
261219 |  | PD | Service Conditions
261219 |  | PD | Control Network
261219 |  | PD | Warning Labels and Signs
261219 |  | QCS | Qualification Data for Testing Agency
261219 |  | QCS | Seismic Qualification Certifications
261219 |  | QCS | Product Certificates
261219 |  | QCS | Source Quality-Control Reports
261219 |  | QCS | Field Quality-Control Reports
261219 |  | CCS | Operation and Maintenance Data
261220 |  |  | TRANSFORMERS STATION TYPE
261220 |  | PACK | Submit the product data, and quality control submittals specified below at the same time as a package
261220 |  | SD | Shop Drawings: Show installation Details including primary and secondary connections
261220 |  | SD | Shop Drawings: Show key interlocking system
261220 |  | PD | Station Type Transformers
261220 |  | QCS | Quality Control Submittals: Preliminary Data
261220 |  | QCS | Final Approval
261220 |  | CCS | Operation and Maintenance Data | F
261221 |  |  | REPLACE LOAD CENTER UNIT SUBSTATION TRANSFORMER
261221 |  | PACK | Submit the product data, and quality control submittals specified below at the same time as a package
261221 |  | SD | Shop Drawings: Show installation details including primary and secondary bus connections to existing load center unit substation
261221 |  | PD | Transformer
261221 |  | QCS | Preliminary Data
261221 |  | QCS | Final approval
261221 |  | CCS | Operation and Maintenance Data | F
261323 |  |  | MEDIUM-VOLTAGE, METAL-ENCLOSED SWITCHGEAR
261323 |  | SD | Shop Drawings: For medium-voltage, metal-enclosed switchgear.
261323 |  | SD | Coordination Drawings Outdoor Installations: Utilities site plan, drawn to scale, showing heavy equipment or truck access paths for maintenance and replacement
261323 |  | SD | Coordination Drawings Outdoor Installations: Dimensioned concrete base, outline of the switchgear, conduit entries, and grounding equipment locations
261323 |  | SD | Coordination Drawings Indoor Installations: Dimensioned concrete base, outline of the switchgear, conduit entries, and grounding equipment locations
261323 |  | SD | Coordination Drawings Indoor Installations: Support locations, type of support, and weight on each support. Locate structural supports for structure-supported raceways, cable trays,
261323 |  | SD | Indoor Installations: Locations of flighting fixtures, sprinkler piping and heads, ducts, and diffusers
261323 |  | PD | Switchgear Enclosure
261323 |  | PD | Fusible Load Interrupter
261323 |  | PD | Load Interrupter switchgear with circuit breaker
261323 |  | PD | Circuit Breaker Switchgear
261323 |  | PD | Power Transfer Configurations
261323 |  | PD | Instruments
261323 |  | PD | Protective Relays
261323 |  | PD | Control Power Supply
261323 |  | PD | Control Power Supply
261323 |  | PD | Warning Labels and Signs
261323 |  | QCS | Qualification Data
261323 |  | QCS | Seismic Qualification Data
261323 |  | QCS | Product Certificates
261323 |  | QCS | Source Quality Control Reports
261323 |  | QCS | Field Quality-control Reports
261323 |  | CCS | Maintenance Material Submittals
261326 |  |  | Medium-Voltage Metal-Clad Switchgear
261326 |  | SD | Shop Drawings: For medium-voltage, metal-clad switchgear.
261326 |  | SD | Coordination Drawings Outdoor Installations: Utilities site plan, drawn to scale, showing heavy equipment or truck access paths for maintenance and replacement.
261326 |  | SD | Coordination Drawings Outdoor Installations: Dimensioned concrete base, outline of the switchgear, conduit entries, and grounding equipment locations.
261326 |  | SD | Coordination Drawings Indoor Installations: Dimensioned concrete base, outline of the switchgear, conduit entries, and grounding equipment locations.
261326 |  | SD | Coordination Drawings Indoor Installations: Support locations, type of support, and weight on each support. Locate structural supports for structure-supported raceways, cable trays, [busways] [overhead hoists] [and] [seismic anchors].
261326 |  | SD | Coordination Drawings Indoor Installations: Location of lighting fixtures, sprinkler piping and heads, ducts, and diffusers.
261326 |  | PD | Switchgear Enclosure
261326 |  | PD | Switchgear Construction
261326 |  | PD | Surge Arresters
261326 |  | PD | Instruments
261326 |  | PD | Protective Relays
261326 |  | PD | Control Power Supply
261326 |  | PD | Battery System Control Power Supply
261326 |  | PD | Control Network
261326 |  | PD | Warning Labels And Signs
261326 |  | QCS | Transformer Certified Test Reports
261326 |  | QCS | Company Field Advisor Data
261326 |  | CCS | System acceptance test report | F
261326 |  | CCS | Affidavit, signed by the Company Field Advisor and notarized, certifying that the system meets the Contract requirements and is operating properly. | F
261326 |  | CCS | Operation and Maintenance Data: for Switchgear and switchgear | F
261326 |  | CCS | Photographs of completed Work
261329 |  |  | Medium-Voltage, Pad-Mounted Switchgear
261329 |  | SD | Shop Drawings for pad-mounted switchgear.
261329 |  | SD | Coordination Drawings: utilities site plan, drawn to scale, showing heaving equipment or truck access paths for maintenance and replacement
261329 |  | SD | Coordination Drawings: Dimensioned concrete base, outline of switchgear, conduit entries, and grounding equipment locations
261329 |  | PD | Switchgear Enclosure
261329 |  | PD | Switchgear Construction
261329 |  | PD | Switched Ways
261329 |  | PD | Power Supply
261329 |  | PD | Automatic Source Transfer Controls
261329 |  | PD | Control Network
261329 |  | PD | Bushings
261329 |  | PD | Surge Arresters
261329 |  | PD | Warning Labels and Signs
261329 |  | QCS | Qualification Data: for Testing Agency
261329 |  | QCS | Seismic Qualification Data
261329 |  | QCS | Product Certificates for Pad-Mounted Switchgear
261329 |  | QCS | Source Quality-Control Reports
261329 |  | QCS | Field Quality-Control Reports
261329 |  | CCS | Operation and Maintenance Data: for Switchgear and switchgear | F
261330 |  |  | LOAD CENTER UNIT SUBSTATION
261330 |  | PACK | Submit the product data, shop drawings, and quality control submittals (except transformer certified test report required for final approval) specified below all at the same time as a package.
261330 |  | SD | Front and plan view with overall dimensions
261330 |  | SD | Details showing type of construction and available conduit space
261330 |  | SD | High voltage section cubicle enumeration
261330 |  | SD | For the low voltage section: Voltage rating, and continuous current rating of the through bus and distribution sections.
261330 |  | SD | For the low voltage section: Voltage rating, continuous current rating, and thermal rating of the horizontal and vertical bus
261330 |  | SD | For the low voltage section: Short-circuit current rating
261330 |  | SD | For the low voltage section: Enumeration of each circuit breaker including frame size, ATE, number of poles, and interrupting capacity
261330 |  | SD | For the low voltage section: A statement indicating if the low voltage section will, or will not, bear a UL label. If a section cannot bear a UL label, state the specific reasons why it is not qualified to bear the UL label
261330 |  | SD | Wiring and schematic diagrams
261330 |  | SD | A coordinated selective scheme between the high voltage power fuses, main breaker and feeder breakers so that under fault conditions the feeder device clears the fault while the main device remains closed
261330 |  | PD | For circuit breakers equipped with ground fault protection, include information sheets describing system testing instructions and a test form.
261330 |  | PD | Proof that enclosure integrity and finish meets latest ANSI C57.12.28, or C57.12.29 (as specified).
261330 |  | PD | For Less-Flammable Liquid-Insulated Transformers: Proof of UL or FM listing, including details required for the installation to comply with the listing.
261330 |  | PD | Bill of materials
261330 |  | PD | Name, address, and telephone number of nearest fully equipped service organization
261330 |  | PD | High Voltage Section
261330 |  | PD | Transformer Section
261330 |  | PD | Low Voltage Section
261330 |  | QCS | Transformer Certified Test Reports: Preliminary Data: Submit certified report of the Company’s standard tests for the transformer. Test report format shall be NEMA “Transformer Test Report”.
261330 |  | QCS | Transformer Certified Test Reports: Final Approval: After approval of preliminary data and after construction of transformer, make routine commercial ANSI/IEEE tests at the factory on the actual transformer and submit certified test report. Test report format shall be NEMA “Transformer Test Report”.
261330 |  | QCS | Company Field Advisor Data
261330 |  | CCS | System acceptance test report. | F
261330 |  | CCS | Affidavit, signed by the Company Field Advisor and notarized, certifying that the system meets the Contract requirements and is operating properly. | F
261330 |  | CCS | Operation and Maintenance Data: Deliver two copies | F
261330 |  | CCS | Photographs of completed Work | F
262211 |  |  | TRANSFORMERS INDOOR DISTRIBUTION LIQUID IMMERSED
262211 |  | PACK | For Transformers Rated 75KVA and Below: Submit the product data, shop drawings, and quality control submittals specified below all at the same time as a package.
262211 |  | PACK | For Transformers Rated Over 75KVA: Submit the product data, shop drawings, and quality control submittals preliminary data specified below all at the same time as a package.
262211 |  | SD | Show the internal winding connections required to obtain the required system voltage and full transformer KVA transformer capacity.
262211 |  | SD | Show how the external primary and secondary connections are to be field connected to obtain the required system voltage
262211 |  | PD | For Less-Flammable Liquid-Insulated Transformers: Proof of UL listing, including details required for the installation to comply with the listing
262211 |  | PD | Single Phase Distribution Transformers, Indoor Distribution
262211 |  | PD | Single Phase Transformers, Indoor Distribution
262211 |  | QCS | Each Transformer: Submit data certifying that the internal coil windings will be factory connected to suit transformer configuration indicated on the drawings
262211 |  | QCS | Transformers Rated 75KVA and Below: Submit certified report of the Company’s routine commercial ANSI/IEEE tests for each type transformer. Test report format shall be NEMA “Transformer Test Report”.
262211 |  | QCS | Transformers Rated over 75KVA: Preliminary Data: Submit certified report of the Company’s standard tests for each type transformer. Test report format shall be NEMA “Transformer Test Report”.
262211 |  | QCS | Transformers Rated over 75KVA: Final Approval: After approval of preliminary data and after construction of transformers, make routine commercial ANSI/IEEE tests at the factory on the actual transformers and submit certified test reports. Test report format shall be NEMA “Transformer Test Report”.
262211 |  | CCS | Operation and Maintenance Data: Deliver 2 copies | F
262213 |  |  | LOW-VOLTAGE DISTRIBUTION TRANSFORMERS
262213 |  | SD | Shop Drawings: Detail equipment assemblies and indicate dimensions, weights, loads, required clearances, method of field assembly, components, and location and size of each field connection.
262213 |  | SD | Shop Drawings: Vibration Isolation Base Details: Detail fabrication including anchorages and attachments to structure and to supported equipment.
262213 |  | SD | Shop Drawings: Include diagrams for power, signal, and control wiring.
262213 |  | PD | Distribution Transformers
262213 |  | PD | Identification
262213 |  | QCS | Qualification Data: For testing agency.
262213 |  | QCS | Seismic Qualification Data: Certificates, for transformers, accessories, and components, from manufacturer.
262213 |  | QCS | Source quality-control reports.
262213 |  | QCS | Field Quality-control Reports
262213 |  | CCS | Operation and Maintenance Data
262413 |  |  | Switchboards
262413 |  | SD | Shop Drawings: For each Switchboard and related equipment
262413 |  | SD | Shop Drawings: Include dimensioned plans, elevations, sections, and details, including required clearances and service space around equipment. Show tabulations of installed devices, equipment features, and ratings
262413 |  | SD | Shop Drawings: Detail enclosure types for types other than NEMA 250, Type 1.
262413 |  | SD | Shop Drawings: Detail bus configuration, current, and voltage ratings.
262413 |  | SD | Shop Drawings: Detail short-circuit current rating of switchboards and overcurrent protective devices.
262413 |  | SD | Shop Drawings: Include descriptive documentation of optional barriers specified for electrical insulation and isolation
262413 |  | SD | Shop Drawings: Detail utility company's metering provisions with indication of approval by utility company.
262413 |  | SD | Include evidence of NRTL listing for series rating of installed devices.
262413 |  | SD | Shop Drawings: Detail features, characteristics, ratings, and factory settings of individual overcurrent protective devices and auxiliary components.
262413 |  | SD | Shop Drawings: Include time-current coordination curves for each type and rating of overcurrent protective device included in switchboards. Submit on translucent log-log graft paper; include selectable ranges for each type of overcurrent protective device.
262413 |  | SD | Shop Drawings: Include diagram and details of proposed mimic bus
262413 |  | SD | Shop Drawings: Include schematic and wiring diagrams for power, signal, and control wiring.
262413 |  | PD | Switch Boards
262413 |  | PD | Surge Protection Devices
262413 |  | PD | Disconnecting and Overcurrent Protective Devices
262413 |  | PD | Instrumentation
262413 |  | PD | Control Power
262413 |  | PD | Accessory Components and Features
262413 |  | PD | Identification
262413 |  | SAM | Samples for Representative portion of mimic bus with specified material and finish, for color selection
262413 |  | QCS | Seismic Qualification Data : Basis of Certification
262413 |  | QCS | Dimensioned outline drawings of equipment unit
262413 |  | QCS | Detailed description of equipment anchorage devices on which the certification is based and their installation requirements
262413 |  | QCS | Field Quality-Control reports
262413 |  | CCS | Operation and Maintenance Data
262413 |  | CCS | Maintenance Material Submittals: Furnish extra materials that match products installed and that are packaged with protective covering for storage and identified with labels describing contents.
262419 |  |  | Motor-Control Centers
262419 |  | SD | Shop Drawings: For each MCC, manufacturer's [approval] [custom] [and] [production] drawings as defined in UL 845. In addition to requirements specified in UL 845, include dimensioned plans, elevations, and sections; and conduit entry locations and sizes, mounting arrangements, and details, including required clearances and service space around equipment.
262419 |  | SD | Standard Drawings: For each MCC, as defined in UL 845.
262419 |  | SD | Production Drawings: For each MCC, as defined in UL 845.
262419 |  | SD | Coordination Drawings: Floor plans, drawn to scale, showing dimensioned layout, required working clearances, and required area above and around MCCs where pipe and ducts are prohibited. Show MCC layout and relationships between electrical components and adjacent structural and mechanical elements. Show support locations, type of support, and weight on each support. Indicate field measurements.
262419 |  | PD | Motor Control Center Enclosures
262419 |  | PD | Assembly
262419 |  | PD | Main Disconnect and overcurrent Protective Devices
262419 |  | PD | Automatic Power Transfer
262419 |  | PD | Magnetic Controllers
262419 |  | PD | Reduced-Voltage Solid-State controllers
262419 |  | PD | VFC
262419 |  | PD | Controller-Mounted Auxiliary Devices
262419 |  | PD | Measurement and Control Devices
262419 |  | PD | Feeder Tap Units
262419 |  | PD | Panel Boards
262419 |  | PD | Transfer Switches
262419 |  | PD | Remote Control Stations
262419 |  | QCS | Qualification Data for testing Agency
262419 |  | QCS | Seismic Qualification Data
262419 |  | QCS | Product Certificates
262419 |  | QCS | Source Quality-Control Reports
262419 |  | QCS | Field Quality-Control Reports
262419 |  | QCS | Load-Current and Overload Relay Heater List:
262419 |  | QCS | Load-Current and List of Settings of Adjustable Overload Relays
262419 |  | QCS | Sample Warranty: For special warranty
262419 |  | CCS | Operation and Maintenance Data: For MCCs, all installed devices, and components to include in emergency, operation, and maintenance manuals.
262419 |  | CCS | Maintenance Material submittals: Furnish extra materials that match products installed and that are packaged with protective covering for storage and identified with labels describing contents.
262500 |  |  | ENCLOSED BUS ASSEMBLIES
262500 |  | SD | Shop Drawings: Show fabrication and installation details for enclosed bus assemblies. Include plans, elevations, and sections of components. Designate components and accessories, including clamps, brackets, hanger rods, connectors, straight lengths, and fittings.
262500 |  | SD | Shop Drawings: Show fittings, materials, fabrication, and installation methods for [listed firestop barriers] [and] [weather barriers].
262500 |  | SD | Shop Drawings: Indicate required clearances, method of field assembly, and location and size of each field connection.
262500 |  | SD | Shop Drawings: Detail connections to switchgear, switchboards, transformers, and panelboards.
262500 |  | SD | Shop Drawings: Cable and conductor terminal sizes for bus and plug-in device terminations.
262500 |  | SD | Shop Drawings: Wiring Diagrams: Power[ and signal] [ and control] [, signal, and control] wiring.
262500 |  | SD | Delegated Design Submittal: For seismic-restraint details, signed and sealed by qualified professional Engineer
262500 |  | SD | Coordination Drawings: Floor Plans, and sections, drawn to scale. Include scaled bus-assembly layouts and relationships between components and adjacent structural, mechanical, and electrical elements.
262500 |  | PD | Enclosed Bus Assemblies
262500 |  | PD | Plug-in Devices
262500 |  | QCS | Qualification Data for testing Agency
262500 |  | QCS | Field Quality-Control Reports
262500 |  | CCS | Operation and Maintenance Data: For enclosed bus assemblies to include in emergency, operation, and maintenance manuals. | F
262500 |  | CCS | Maintenance Materials: Furnish extra materials that match products installed and that are packaged with protective covering for storage and identified with labels describing contents. | F
262502 |  |  | BUSWAY SYSTEM PLUG IN
262502 |  | PACK | Submit the shop drawings, product data, and samples specified below at the same time as a package.
262502 |  | SD | Shop Drawings: Show details of the complete system as proposed to be installed (standard diagrams will not be acceptable).
262502 |  | PD | Plug-In Busway System (225A and Larger)
262502 |  | PD | Plug-In Busway System (100A)
262502 |  | SAM | Samples: one of each product if different from manufacturer or catalog number specified. | F
262503 |  |  | BUSWAY SYSTEM FEEDER
262503 |  | PACK | Submit the shop drawings, product data, and samples specified below at the same time as a package.
262503 |  | SD | Shop Drawings: Show details of the complete system as proposed to be installed (standard diagrams will not be acceptable).
262503 |  | PD | Feeder Busway System
262503 |  | SAM | Samples: one of each product if different from manufacturer or catalog number specified.
262713 |  |  | ELECTRICITY METERING
262713 |  | SD | Shop Drawings: For Electricity-Metering Equipment
262713 |  | PD | Utility Metering Infrastructure
262713 |  | PD | Electricity Meters
262713 |  | QCS | Qualification Data for Testing Agency
262713 |  | QCS | Field Quality0control Reports
262713 |  | QCS | Sample Warranty for Special Warranty
262713 |  | CCS | Application and Operating Software Document
262713 |  | CCS | Software Licenses
262713 |  | CCS | Software Service Agreement
262713 |  | CCS | Device Address list
262713 |  | CCS | Hard copies of manufacturer's operating specifications, user's guides for software and hardware, and pdf files on a usb storage device of hard-copy submittal. | F
262713 |  | CCS | Meter data sheet for each meter, listing nameplate data and serial number, accuracy certification, and test results. | F
262713 |  | CCS | Meter installation and billing software startup report. | F
262719 |  |  | MULTI-OUTLET ASSEMBLIES
262719 |  | PD | Wall-Mounted, Surface Metal Raceway Multi-Outlet Assemblies
262719 |  | PD | Wall-Mounted, Surface Nonmetallic Raceway Multi-Outlet Assemblies
262719 |  | PD | Floor-Mounted, Recessed Metal raceway Multi-Outlet Assemblies
262719 |  | PD | Indoor Service Poles
262719 |  | PD | Floor-Mounted, Enclosure Multi-Outlet Assembly
262719 |  | PD | Fire-rated, Poke-Through Assemblies
262719 |  | PD | Above-Floor Service fittings
262719 |  | QCS | Field Quality-Control Reports
262719 |  | CCS | Operation and Maintenance Data: For wiring devices to include in all manufacturers' packing-label warnings and instruction manuals that include labeling conditions. | F
262726 |  |  | WIRING DEVICES
262726 |  | SD | Shop Drawings: List of legends and description of materials and process used for premarking wall plates.
262726 |  | PD | Standard-Grade Receptacles, 125 V, 20A
262726 |  | PD | Standard-Grade Receptacles, 125 V, 15A
262726 |  | PD | USB Receptacles
262726 |  | PD | GFCI Receptacles, 125V, 20A
262726 |  | PD | Tamper-resistant Duplex GFCI receptacles, 125V, 20A
262726 |  | PD | SPD Receptacles, 125 V, 20A
262726 |  | PD | Hospital-Grade Receptacles, 125V, 20A
262726 |  | PD | Corrosion Resistant Receptacles
262726 |  | PD | Hazardous (Classified) Location Receptacles
262726 |  | PD | Twist-Locking Receptacles
262726 |  | PD | Pendant Cord-Connector Devices
262726 |  | PD | Cord and Plug sets
262726 |  | PD | Toggle Switches, 120/277 V, 15 A
262726 |  | PD | Toggle Switches, 120/277 V, 20 A
262726 |  | PD | Decorator-Style Devices, 15 A
262726 |  | PD | Decorator-Style Devices, 20A
262726 |  | PD | Occupancy Sensors
262726 |  | PD | Timer Light Switch
262726 |  | PD | Residential Devices
262726 |  | PD | Dimmers
262726 |  | PD | Wall Plates
262726 |  | PD | Floor Service Fittings
262726 |  | PD | Poke-Through Assemblies
262726 |  | PD | Prefabricated Multioutlet Assemblies
262726 |  | PD | Service Poles
262726 |  | PD | Emergency Shutdown Switches
262726 |  | SAM | Samples: One for each type of device and wall plate specified, in each color specified
262726 |  | QCS | Field Quality Control Reports
262726 |  | CCS | Operation and Maintenance Data
262726 |  | CCS | Maintenance Material Submittals: Furnish extra materials that match products installed and that are packaged with protective covering for storage and identified with labels describing contents.
262733 |  |  | POWER DISTRIBUTION UNITS
262733 |  | SD | Shop Drawings: Include Plans, Elevations, sections, and details
262733 |  | SD | Shop Drawings: Include details of equipment assemblies. Indicate dimensions, weight, loads, required clearances, method of field assembly, components, and location and size of each field connection
262733 |  | SD | Shop Drawings: Include diagrams for power, signal, and control wiring.
262733 |  | PD | Manufactured Units
262733 |  | PD | Input-Power, Circuit-Breaker Section
262733 |  | PD | Isolation Transformer Section
262733 |  | PD | SPD System
262733 |  | PD | Output Panel Boards
262733 |  | PD | Power Distribution Unit Controls
262733 |  | PD | Monitoring, status, and alarm annunciation
262733 |  | QCS | Qualification Data: For Manufacturer and Testing Agency
262733 |  | QCS | Seismic Qualification Certificates: For Power distribution units, accessories, and components, from manufacturer
262733 |  | QCS | Product Certificates: For each type of power distribution unit, signed by product manufacturer.
262733 |  | QCS | Source Quality-control Reports
262733 |  | QCS | Field Quality-Control Reports
262733 |  | CCS | Operation and Maintenance Data: For power distribution units to include in emergency, operation, and maintenance manuals.
262743 |  |  | ELECTRIC-VEHICLE SERVICE EQUIPMENT - AC LEVEL 1 AND LEVEL 2
262743 |  | SD | Shop Drawings: for EVSE
262743 |  | SD | Coordination Drawings: Structural members to which equipment will be attached.
262743 |  | SD | Coordination Drawings: Electrical service
262743 |  | SD | Coordination Drawings: Communications service
262743 |  | SD | Coordination Drawings: Items penetrating finished floor or ceiling
262743 |  | PD | Electric-Vehicle Service Equipment
262743 |  | QCS | Qualification Data: for Installer/ Company Service Advisor
262743 |  | QCS | Seismic Qualification Data: Certificates, for EVSE, accessories, and components, from manufacturer.
262743 |  | QCS | Field Quality Control Reports
262743 |  | QCS | Sample Warranty
262743 |  | CCS | Operation Maintenance Data | F
262743 |  | CCS | Software And Firmware Operational Documentation | F
262743 |  | CCS | Maintenance Materials: Furnish extra materials[, from the same product run,] that match products installed and that are packaged with protective covering for storage and identified with labels describing contents. | F
262746 |  |  | ELECTRIC-VEHICLE SERVICE EQUIPMENT-DC LEVEL 1 AND LEVEL 2
262746 |  | SD | Shop Drawings for EVSE
262746 |  | SD | Project Schedule for EVSE
262743 |  | SD | Coordination Drawings: Structural members to which equipment will be attached.
262743 |  | SD | Coordination Drawings: Electrical service
262743 |  | SD | Coordination Drawings: Communications service
262743 |  | SD | Coordination Drawings: Items penetrating finished floor or ceiling
262746 |  | PD | Electric-Vehicle Service Equipment
262746 |  | PD | Disconnect
262746 |  | QCS | Qualification Data: for Installer/ Company Service Advisor
262746 |  | QCS | Seismic Qualification: Certificates, for EVSE, accessories, and components, from manufacturer.
262746 |  | QCS | Field-Quality Control Reports
262746 |  | QCS | Sample Warranty
262746 |  | CCS | Operation and Maintenance Data | F
262746 |  | CCS | Software and Firmware Operational Documentation | F
262746 |  | CCS | Maintenance Materials: Furnish extra materials[, from the same product run,] that match products installed and that are packaged with protective covering for storage and identified with labels describing contents. | F
262811 |  |  | MAIN SERVICE DISCONNECT UNDER 600V
262811 |  | PD | Fusible Disconnect Switch
262811 |  | PD | Bolted Pressure Switch
262811 |  | PD | Enclosed Circuit Breaker
262811 |  | PD | Large Air Circuit Breaker
262811 |  | CCS | Operation and Maintenance Data | F
262813 |  |  | FUSES
262813 |  | PD | Fuses Rated 600V or Less
262813 |  | CCS | Maintenance Materials: Furnish extra materials that match products installed and that are packaged with protective covering for storage and identified with labels describing contents. | F
262816 |  |  | ENCLOSED SWITCHES AND CIRCUIT BREAKERS
262816 |  | SD | Shop Drawings: For enclosed switches and circuit breakers.
262816 |  | PD | Fusible Switches
262816 |  | PD | NonFusible Switches
262816 |  | PD | Receptacle Switches
262816 |  | PD | Shunt Trip Switches
262816 |  | PD | Molded-Case Circuit Breakers
262816 |  | PD | Molded-Case Switches
262816 |  | PD | Enclosures
262816 |  | QCS | Qualification Data: For qualified testing agency
262816 |  | QCS | Seismic Qualification Data
262816 |  | QCS | Field Quality Control Reports
262816 |  | CCS | Operation and Maintenance Data | F
262816 |  | CCS | Maintenance Material Submittals: Furnish extra materials that match products installed and that are packaged with protective covering for storage and identified with labels describing contents. | F
262913.03 |  |  | MANUAL AND MAGNETIC MOTOR CONTROLLERS
262913.03 |  | SD | Shop Drawings: For each type of magnetic controller
262913.03 |  | PD | Product Schedule: for each enclosed controller
262913.03 |  | PD | Manual Motor Controllers
262913.03 |  | PD | Enclosed Full-Voltage Magnetic Motor Controllers
262913.03 |  | PD | Combination Full-Voltage Magnetic Motor Controller
262913.03 |  | PD | Enclosed Reduced-Voltage Magnetic Motor Controllers
262913.03 |  | PD | Combination Reduced-Voltage Motor Controllers
262913.03 |  | PD | Multispeed Magnetic Controllers
262913.03 |  | PD | Combination Multispeed Magnetic Motor Controller
262913.03 |  | PD | Enclosures
262913.03 |  | PD | Accessories
262913.03 |  | PD | Identification
262913.03 |  | QCS | Qualification Data: For testing Agency
262913.03 |  | QCS | Seismic Qualification Data
262913.03 |  | QCS | Field Quality Control reports
262913.03 |  | CCS | Operation and Maintenance data | F
262913.03 |  | CCS | Maintenance material Submittals: Furnish extra materials that match products installed and that are packaged with protective covering for storage and identified with labels describing contents. | F
262913.06 |  |  | SOFT START MOTOR CONTROLLERS
262913.06 |  | SD | Shop Drawings: For each type of controller
262913.06 |  | PD | Enclosed Soft-Start Motor Controllers
262913.06 |  | PD | Combination Soft-Start Motor Controllers
262913.06 |  | PD | Bypass Motor Controller
262913.06 |  | PD | Enclosures
262913.06 |  | PD | Accessories
262913.06 |  | PD | Identification
262913.06 |  | QCS | Qualification Data: For testing Agency
262913.06 |  | QCS | Seismic Qualification Data
262913.06 |  | QCS | Field Quality Control reports
262913.06 |  | CCS | Operation and Maintenance data | F
262913.06 |  | CCS | Maintenance material Submittals: Furnish extra materials that match products installed and that are packaged with protective covering for storage and identified with labels describing contents. | F
262923 |  |  | VARIABLE FREQUENCY MOTOR CONTROLLERS
262923 |  | SD | Shop Drawings: for each VFC Indicated
262923 |  | SD | Coordination Drawings: Required working clearances and required area above and around VFCs.
262923 |  | SD | Coordination Drawings: Show VFC layout and relationships between electrical components and adjacent structural and mechanical elements.
262923 |  | SD | Coordination Drawings: Show support locations, type of support, and weight on each support.
262923 |  | SD | Coordination Drawings: Indicate field measurements.
262923 |  | PD | Controls and Indication
262923 |  | PD | Line Conditioning and Filtering
262923 |  | PD | Bypass Systems
262923 |  | PD | Optional Features
262923 |  | PD | Enclosures
262923 |  | PD | Accessories
262923 |  | QCS | Qualification Data: For testing Agency
262923 |  | QCS | Seismic Qualification Data
262923 |  | QCS | Product Certificates: For Each VFC From manufacturer
262923 |  | QCS | Harmonic Analysis Report: Provide Project-specific calculations and manufacturer's statement of compliance with IEEE 519.
262923 |  | QCS | Source Quality Control Reports
262923 |  | QCS | Field Quality Control Reports
262923 |  | QCS | Sample Warranty: For special warranty
262923 |  | CCS | Operation and Maintenance Data | F
262923 |  | CCS | Maintenance material Submittals: Furnish extra materials that match products installed and that are packaged with protective covering for storage and identified with labels describing contents. | F
263213.13 |  |  | DIESEL-ENGINE-DRIVEN GENERATOR SETS
263213.13 |  | PD | Engine Generator Assembly
263213.13 |  | PD | Diesel Engine
263213.13 |  | PD | Diesel Fuel-Oil System
263213.13 |  | PD | Control And Monitoring
263213.13 |  | PD | Generator Overcurrent and Fault Protection
263213.13 |  | PD | Generator, Exciter, and Voltage Regulator
263213.13 |  | PD | Load Bank
263213.13 |  | PD | Outdoor Engine Generator Enclosure
263213.13 |  | PD | Remote Radiator Motors
263213.13 |  | PD | Vibration Isolation Devices
263213.13 |  | QCS | Qualification data for Installer, manufacturer, and testing agency
263213.13 |  | QCS | Seismic Qualification Data
263213.13 |  | QCS | Source Quality Control Reports
263213.13 |  | QCS | Field Quality Control Reports
263213.13 |  | CCS | Operation and Maintenance Data | F
263213.13 |  | CCS | Maintenance material Submittals: Furnish extra materials that match products installed and that are packaged with protective covering for storage and identified with labels describing contents. | F
263213.16 |  |  | GAS-ENGINE-DRIVEN GENERATOR SETS
263213.16 |  | SD | Shop Drawings: Include plans and elevations for engine generator and other components specified
263213.16 |  | SD | Shop Drawings: Include details of equipment assemblies. Indicate dimensions, weights, loads, required clearances, method of field assembly, components, and location and size of each field connection.
263213.16 |  | SD | Shop Drawings: Identify fluid drain ports and clearance requirements for proper fluid drain.
263213.16 |  | SD | Shop Drawings: Design calculations for selecting vibration isolators and seismic restraints and for designing vibration isolation bases.
263213.16 |  | SD | Shop Drawings: Vibration Isolation Base Details: Detail fabrication including anchorages and attachments to structure and to supported equipment. Include base weights.
263213.16 |  | SD | Shop Drawings: Include diagrams for power, signal, and control wiring. Complete schematic, wiring, and interconnection diagrams showing terminal markings for EPS equipment and functional relationship between all electrical components.
263213.16 |  | PD | Engine Generator Assembly
263213.16 |  | PD | Gas Engine
263213.16 |  | PD | Gas Fuel System
263213.16 |  | PD | Control and Monitoring
263213.16 |  | PD | Generator Overcurrent and Fault Protection
263213.16 |  | PD | Generator, Exciter, and Voltage Regulator
263213.16 |  | PD | Load Bank
263213.16 |  | PD | Outdoor Generator-Set Enclosure
263213.16 |  | PD | Remote Radiator Motors
263213.16 |  | PD | Vibration Isolation Devices
263213.16 |  | QCS | Seismic Qualification Data
263213.16 |  | QCS | Certified summary of prototype-unit test report.
263213.16 |  | QCS | Certified Test Reports: For components and accessories that are equivalent, but not identical, to those tested on prototype unit.
263213.16 |  | QCS | Certified Summary of Performance Tests: Certify compliance with specified requirement to meet performance criteria for sensitive loads.
263213.16 |  | QCS | Report of factory test on units to be shipped for this Project, showing evidence of compliance with specified requirements.
263213.16 |  | QCS | Report of sound generation.
263213.16 |  | QCS | Report of exhaust emissions showing compliance with applicable regulations.
263213.16 |  | QCS | Field quality-control reports.
263213.16 |  | QCS | Warranty: For Special Warranty
263213.16 |  | CCS | Operation and Maintenance Data: List of tools and replacement items recommended to be stored at Project for ready access. Include part and drawing numbers, current unit prices, and source of supply. | F
263213.16 |  | CCS | Operation and Maintenance Data: Operating instructions laminated and mounted adjacent to generator location. | F
263213.16 |  | CCS | Training plan. | F
263213.16 |  | CCS | Maintenance Material submittals: Furnish extra materials that match products installed and that are packaged with protective covering for storage and identified with labels describing contents. | F
263213.16 |  | CCS | Maintenance Material submittals: Indicator Lamps: Two for every six of each type used, but no fewer than two of each. | F
263213.16 |  | CCS | Maintenance Material submittals: Filters: One set each of lubricating oil, fuel, and combustion-air filters. | F
263213.16 |  | CCS | Maintenance Material submittals: Tools: Each tool listed by part number in operations and maintenance manual. | F
263214 |  |  | DIESEL ALTERNATOR EMERGENCY SYSTEM UNDER 15KW - 600V MAX
263214 |  | PACK | Submit the product data, shop drawings, and quality control submittals specified below all at the same time as a package.
263214 |  | SD | Shop Drawings: Show the construction (outline) of the diesel-alternator unit and accessories.
263214 |  | SD | Shop Drawings: Installation details.
263214 |  | SD | Shop Drawings: Housing details including layout of equipment, raceways, piping, etc.
263214 |  | PD | Diesel-Alternator Unit
263214 |  | PD | Batteries and Accessories
263214 |  | PD | Housing
263214 |  | PD | Engine Fuel Equipment
263214 |  | QCS | Design Data: Company’s data indicating HP, KW and KVA ratings with proof that the unit will meet the full load test without exceeding NEMA temperature rise specified
263214 |  | QCS | Design Data: Ampere requirements of the starting system (at the batteries specified minimum ambient temperature) during cranking.
263214 |  | QCS | Company Field Advisor Data: Name, business address and telephone number of Company Field Advisor secured for the required services.
263214 |  | QCS | Company Field Advisor Data: Certified statement from the Company listing the qualifications of the Company Field Advisor.
263214 |  | QCS | Company Field Advisor Data Services and each product for which authorization is given by the Company, listed specifically for this project.
|  | QCS | Company Field Advisor Completed Installation Lists
263214 |  | CCS | Operation and Maintenance Materials: Deliver 2 copies, covering the installed products, to the Director’s Representative. Include name, address and telephone number of nearest fully equipped service organization. | F
263214 |  | CCS | Operation and Maintenance Materials: Test Report: System acceptance test report. | F
263214 |  | CCS | Operation and Maintenance Materials: Certificate: Affidavit, signed by the Company Field Advisor and notarized, certifying that the system meets the contract requirements and is operating properly. | F
263215 |  |  | DIESEL ALTERNATOR POWER SYSTEM 600V MAX
263215 |  | PACK | Submittals Package: Submit the product data, shop drawings, and quality control submittals specified below all at the same time as a package for preliminary approval. After preliminary approval, perform factory test and submit the factory test report for final approval.
263215 |  | SD | Shop Drawings: Show the construction (outline) of the diesel-alternator unit and accessories.
263215 |  | SD | Shop Drawings: Installation details
263215 |  | SD | Shop Drawings: Housing details including layout of equipment, raceways, piping, etc.
263215 |  | PD | Diesel-Alternator Unit
263215 |  | PD | Batteries and Accessories
263215 |  | PD | Housing
263215 |  | PD | Engine Fuel Equipment
263215 |  | PD | Fire Extinguisher
263215 |  | QCS | Design Data: Company’s data indicating HP, KW and KVA ratings with proof that the unit will meet the full load test without exceeding NEMA temperature rise specified at 100 percent & 110 percent full load (.8 PF).
263215 |  | QCS | Design Data: Certified data from the Company proving that the unit will meet the requirements of 1.02 A. Design Criteria.
263215 |  | QCS | Design Data: Torsional stress compatibility analysis for the proposed diesel/alternator combination proving that the torsional stress will not exceed the specified limit.
263215 |  | QCS | Design Data: Ampere requirements of the starting system (at the batteries specified minimum ambient temperature) during cranking.
263215 |  | QCS | Design Data: Company’s data proving that the method proposed for cooling the exhaust manifold will meet the requirements of 2.01 F.2.
263215 |  | QCS | Design Data: Data proving that the remote radiator meets the engine cooling requirements.
263215 |  | CCS | Operation and Maintenance Data: Deliver 2 copies, covering the installed products, to the Director’s Representative. Include name, address and telephone number of nearest fully equipped service organization. | F
263215 |  | CCS | Test Report: System acceptance test report.
263215 |  | CCS | Operation and Maintenance Data: Affidavit, signed by the Company Field Advisor and notarized, certifying that the system meets the contract requirements and is operating properly.
263215 |  | CCS | Photographs of completed Work
263323.11 |  |  | CENTRAL BATTERY EQUIPMENT FOR EMERGENCY LIGHTING
263323.11 |  | SD | Shop Drawings: For each type and rating of central battery equipment unit.
263323.11 |  | SD | Coordination Drawings: Floor plans, drawn to scale, showing dimensioned layout, required working clearances, and required area above and around central battery equipment. Show central battery equipment layout and relationships between electrical components and adjacent structural and mechanical elements. Show support locations, type of support, and weight on each support. Indicate field measurements.
263323.11 |  | PD | Interruptible (Slow-Transfer) Central Battery Equipment
263323.11 |  | PD | Interruptible (Fast-Transfer) Central Battery Equipment
263323.11 |  | PD | Uninterruptible (UPS-Type) Central Battery Equipment
263323.11 |  | PD | Enclosures
263323.11 |  | PD | Optional and Accessory Features
263323.11 |  | QCS | Qualification Data: For [Installer and ]testing agency.
263323.11 |  | QCS | Seismic Qualification Data: For central battery equipment, accessories, and components, from manufacturer.
263323.11 |  | QCS | Product Certificates: For each type of central battery equipment.
263323.11 |  | QCS | Harmonic Analysis Study and Report: Comply with IEEE 399 and NETA Acceptance Testing Specification; identify the effects of nonlinear loads and their associated harmonic contributions on the voltages and currents throughout the electrical system. Analyze [possible] [designated] operating scenarios, including recommendations for input filtering of central battery equipment to limit TDD and THD(V) to specified levels.
263323.11 |  | QCS | Source quality-control reports.
263323.11 |  | QCS | Field quality-control reports.
263323.11 |  | QCS | Sample Warranty: For special warranty.
263323.11 |  | CCS | Operation and Maintenance Data: For central battery equipment to include in emergency, operation, and maintenance manuals. | F
263323.11 |  | CCS | Manufacturer's written instructions for testing central battery equipment. | F
263323.11 |  | CCS | Manufacturer's written instructions for testing, adjusting, and reprogramming microprocessor control modules. | F
263323.11 |  | CCS | Manufacturer's written instructions for selecting and setting field-adjustable controls and status and alarm points | F
263323.11 |  | CCS | Maintenance Materials: Furnish extra materials that match products installed and that are packaged with protective covering for storage and identified with labels describing contents. Deliver extra materials to Director’s Representative. | F
263343 |  |  | BATTERY CHARGERS
263343 |  | SD | Shop Drawings: For Battery chargers
263343 |  | PD | Battery Chargers for Emergency Engine Generators
263343 |  | QCS | Qualification Data: For manufacturer.
263343 |  | QCS | Seismic Qualification Data: Certificates, for battery changers, accessories, and components, from manufacturer.
263343 |  | CCS | Operation and Maintenance Data: For battery chargers to include in operation and maintenance manuals. | F
263353 |  |  | STATIC UNINTERRUPTIBLE POWER SUPPLY
263353 |  | SD | Shop Drawings for UPS
263353 |  | PD | UPS Systems
263353 |  | PD | Surge Suppression
263353 |  | PD | Rectifier-Charger
263353 |  | PD | Inverter
263353 |  | PD | Controls and Indications
263353 |  | PD | Static Bypass Transfer Switch
263353 |  | PD | Maintenance Bypass/Isolation Switch
263353 |  | PD | Output Distribution Section
263353 |  | PD | Output Isolation Transformer
263353 |  | PD | Remote Status and Alarm Panel
263353 |  | PD | Remote Monitoring
263353 |  | PD | Battery
263353 |  | PD | Basic Battery Monitoring
263353 |  | PD | Additional Battery Monitoring
263353 |  | PD | Battery-Cycle Warranty Monitoring
263353 |  | QCS | Seismic Qualification Certificates: For UPS equipment, from manufacturer.
263353 |  | QCS | Seismic Qualification Certificates: Basis for Certification: Indicate whether withstand certification is based on actual test of assembled components or on calculation.
263353 |  | QCS | Seismic Qualification Certificates: Dimensioned Outline Drawings of Equipment Unit: Identify center of gravity and locate and describe mounting and anchorage provisions.
263353 |  | QCS | Seismic Qualification Certificates: Detailed description of equipment anchorage devices on which the certification is based and their installation requirements.
263353 |  | QCS | Product Certificates: For each product, from manufacturer.
263353 |  | QCS | Factory Test Reports: Comply with specified requirements.
263353 |  | QCS | Product Test Reports: Indicate test results compared with specified performance requirements, and provide justification and resolution of differences if values do not agree.
263353 |  | QCS | Field quality-control reports.
263353 |  | QCS | Sample Warranties: For manufacturer's special warranties.
263353 |  | CCS | Operation and Maintenance Data: For UPS units to include in emergency, operation, and maintenance manuals. | F
263353 |  | CCS | Maintenance Material Submittals: Furnish extra materials that match products installed and that are packaged with protective covering for storage and identified with labels describing contents. | F
263600 |  |  | TRANSFER SWITCHES
263600 |  | SD | Shop Drawings: Include plans, elevations, sections, details showing minimum clearances, conductor entry provisions, gutter space, and installed features and devices.
263600 |  | SD | Shop Drawings: Include material lists for each switch specified.
263600 |  | SD | Shop Drawings: Single-Line Diagram: Show connections between transfer switch, [bypass/isolation switch, ]power sources, and load; and show interlocking provisions for each combined transfer switch and bypass/isolation switch.
263600 |  | SD | Shop Drawings: Riser Diagram: Show interconnection wiring between transfer switches, bypass/isolation switches, annunciators, and control panels.
263600 |  | PD | Contactor-Type Automatic Transfer Switches
263600 |  | PD | Molded-Case-Type Automatic Transfer Switches
263600 |  | PD | Nonautomatic Transfer Switches
263600 |  | PD | Manual Transfer Switches
263600 |  | PD | Transfer Switch Accessories
263600 |  | QCS | Qualification Data: For [manufacturer-authorized service representative] [testing agency].
263600 |  | QCS | Seismic Qualification Data: Certificates, for transfer switches, accessories, and components, from manufacturer
263600 |  | QCS | Field quality-control reports.
263600 |  | CCS | Operation and Maintenance Data: For each type of product to include in emergency, operation, and maintenance manuals. | F
264113 |  |  | LIGHTNING PROTECTION FOR STRUCTURES
264113 |  | SD | Shop Drawings: Include layouts of the lightning protection system, with details of the components to be used in the installation.
264113 |  | SD | Shop Drawings: Include raceway locations needed for the installation of conductors.
264113 |  | SD | Shop Drawings: Details of air terminals, ground rods, ground rings, conductor supports, splices, and terminations, including concealment requirements.
264113 |  | SD | Shop Drawings: Include roof attachment details, coordinated with roof installation.
264113 |  | SD | Shop Drawings: Calculations required by NFPA 780 for bonding of metal bodies.
264113 |  | SD | Coordination Drawings: Lightning protection system
264113 |  | PD | Air Terminals
264113 |  | PD | Air Terminal Bracing
264113 |  | PD | Class 1 Main Conductors
264113 |  | PD | Class II Main Conductors
264113 |  | PD | Secondary Conductors
264113 |  | PD | Ground Loop Conductor
264113 |  | PD | Ground Rods
264113 |  | PD | Conductor Splices and Connectors
264113 |  | PD | Attachments
264113 |  | PD | Chimneys
264113 |  | QCS | Qualification Data: For Installer.
264113 |  | QCS | Product Certificates: For each type of roof adhesive for attaching the roof-mounted air terminal assemblies, approved by the roofing-material manufacturer.
264113 |  | QCS | Field quality-control reports.
264113 |  | CCS | Maintenance Data: For lightning protection system to include in maintenance manuals.
264313 |  |  | SURGE PROTECTION FOR LOW-VOLTAGE ELECTRICAL POWER CIRCUITS
264313 |  | PD | Type 1 Surge Protective Devices (SPDS)
264313 |  | PD | Type 2 Surge Protective Devices (SPDS)
264313 |  | PD | Type 3, Type 4, and Type 5 Surge Protective Devices (SPDS)
264313 |  | PD | Enclosures
264313 |  | PD | Conductors and Cables
264313 |  | QCS | Field quality-control reports.
264313 |  | QCS | Sample Warranty: For manufacturer's special warranty.
264313 |  | CCS | Maintenance Data: For SPDs to include in maintenance manuals. | F
264313 |  | QCS | List of Completed Installations: If brand names other than those specified are proposed for use, furnish the name, address, and telephone number of at least 5 comparable installations that can prove the proposed products have operated satisfactorily for one year.
264313 |  | QCS | Company Field Advisor Data: Include: Name, business address and telephone number of Company Field Advisor secured for the required services.
264313 |  | QCS | Company Field Advisor Data: Certified statement from the Company listing the qualifications of the Company Field Advisor.
264313 |  | QCS | Services and each product for which authorization is given by the Company listed specifically for this project.
265116 |  |  | FLUORESCENT INTERIOR LIGHTING
265116 |  | SD | Shop Drawings: For nonstandard or custom luminaries
265116 |  | SD | Coordination Drawings: Reflected ceiling plan(s) and other details, drawn to scale, on which the following items are shown and coordinated with each other, using input from installers of the items involved:
265116 |  | SD | Coordination Drawings: Luminaires.
265116 |  | SD | Coordination Drawings: Suspended ceiling components.
265116 |  | SD | Coordination Drawings: Partitions and millwork that penetrate the ceiling or extend to within 12 inches of the plane of the luminaires.
265116 |  | SD | Coordination Drawings: Structural members to which [equipment] [and] [or] luminaires will be attached.
265116 |  | SD | Coordination Drawings: Initial access modules for acoustical tile.
265116 |  | SD | Coordination Drawings: Items penetrating finished ceiling, including the following:
265116 |  | SD | Coordination Drawings: Moldings.
265116 |  | PD | Ballasts for Linear Fluorescent Lamps
265116 |  | PD | Ballasts for Compact Fluorescent Lamps
265116 |  | PD | Emergency Fluorescent Power Unit
265116 |  | PD | Fluorescent Lamps
265116 |  | PD | Commercial Fluorescent Fixtures
265116 |  | PD | Industrial Fluorescent Fixtures
265116 |  | PD | Miscellaneous Fluorescent Fixtures
265116 |  | PD | Vandal Resistant Fluorescent Fixtures
265116 |  | PD | Minimum Security Fluorescent Fixtures
265116 |  | PD | Medium Security Lighting Fixtures
265116 |  | PD | Maximum Security Fluorescent Fixtures
265116 |  | PD | Super-Maximum Security Fluorescent Fixtures
265116 |  | PD | Luminaire Support Components
265116 |  | SAM | Samples for each luminaire and for each color and texture indicated with standard factory-applied finish.
265116 |  | SAM | Samples for Initial Selection: For each type of luminaire with custom factory-applied finishes.
265116 |  | SAM | Samples Include Samples of luminaires and accessories involving color and finish selection.
265116 |  | SAM | Samples for Verification: For each type of luminaire.
265116 |  | QCS | Qualification Data: For testing laboratory providing photometric data for luminaires.
265116 |  | QCS | Product Certificates: For each type of ballast for bi-level and dimmer-controlled luminaires, from manufacturer.
265116 |  | QCS | Sample Warranty
265116 |  | QCS | Seismic Qualification Certificates: For luminaires, accessories, and components, from manufacturer.
265116 |  | QCS | Seismic Qualification Certificates: Basis for Certification: Indicate whether withstand certification is based on actual test of assembled components or on calculation.
265116 |  | CCS | Operation and Maintenance Data: For luminaires and lighting systems to include in maintenance manuals. | F
265116 |  | CCS | Operation and Maintenance Data: Provide a list of all lamp types used on Project; use ANSI and manufacturers' codes. | F
265119 |  |  | LED INTERIOR LIGHTING
265119 |  | SD | Shop Drawings: For nonstandard or custom luminaires.
265119 |  | SD | Coordination Drawings: Reflected ceiling plan(s) and other details, drawn to scale, on which the following items are shown and coordinated with each other, using input from installers of the items involved:
265119 |  | SD | Coordination Drawings: Luminaires.
265119 |  | SD | Coordination Drawings: Suspended ceiling components.
265119 |  | SD | Coordination Drawings: Partitions and millwork that penetrate the ceiling or extend to within 12 inches of the plane of the luminaires.
265119 |  | SD | Coordination Drawings: Structural members to which [equipment] [and] [or] luminaires will be attached.
265119 |  | SD | Coordination Drawings: Initial access modules for acoustical tile, including size and locations.
265119 |  | SD | Coordination Drawings: Moldings.
265119 |  | PD | Product Schedule: For luminaires and lamps
265119 |  | PD | Cylinder
265119 |  | PD | Downlight
265119 |  | PD | Highbay, Linear
265119 |  | PD | Highbay, Nonlinear
265119 |  | PD | Linear Industrial
265119 |  | PD | Lowbay
265119 |  | PD | Parking Garage
265119 |  | PD | Recessed, Linear
265119 |  | PD | Strip Light
265119 |  | PD | Surface Mount,
265119 |  | PD | Surface Mount, Nonlinear
265119 |  | PD | Suspended, Linear
265119 |  | PD | Suspended, Nonlinear
265119 |  | PD | Materials
265119 |  | PD | Metal Finishes
265119 |  | PD | Luminaire Support
265119 |  | SAM | Samples: For each luminaire and for each color and texture with standard factory-applied finish.
265119 |  | SAM | Samples for Initial Selection: For each type of luminaire with custom factory-applied finishes.
265119 |  | SAM | Samples for Verification: For each type of luminaire.
265119 |  | QCS | Qualification Data: For testing laboratory providing photometric data for luminaires.
265119 |  | QCS | Seismic Qualification Data: For luminaires, accessories, and components, from manufacturer.
265119 |  | CCS | Operation and Maintenance Data: For luminaires and lighting systems to include in operation and maintenance manuals. | F
265119 |  | CCS | Maintenance Materials Submittals: Furnish extra materials that match products installed and that are packaged with protective covering for storage and identified with labels describing contents. | F
265123 |  |  | HID INTERIOR LIGHTING
265123 |  | SD | Shop Drawings: For nonstandard or custom luminaires.
265123 |  | SD | Coordination Drawings: Reflected ceiling plan(s) and other details, drawn to scale, on which the following items are shown and coordinated with each other, using input from installers of the items involved:
265123 |  | PD | Ballasts for Hid Lamps
265123 |  | PD | Quartz Lamp Lighting Controller
265123 |  | PD | Hid Lamps
265123 |  | PD | Downlight
265123 |  | PD | Highbay, Nonlinear
265123 |  | PD | Lowbay
265123 |  | PD | Suspended, Nonlinear
265123 |  | PD | Luminaire Support Components
265123 |  | SAM | Samples: For each luminaire and for each color and texture indicated with standard factory-applied finish.
265123 |  | SAM | Samples for Verification: For each type of luminaire.
265123 |  | QCS | Qualification Data: For testing laboratory providing photometric data for luminaires.
265123 |  | QCS | Seismic Qualification Data: For luminaires, accessories, and components, from manufacturer.
265123 |  | QCS | Product Test Reports: For each luminaire, for tests performed by [manufacturer and witnessed by a qualified testing agency] [a qualified testing agency].
265123 |  | QCS | Sample warranty.
265123 |  | CCS | Operation and Maintenance Data: For luminaires and lighting systems to include in maintenance manuals. | F
265123 |  | CCS | Maintenance Materials Submittals: Furnish extra materials that match products installed and that are packaged with protective covering for storage and identified with labels describing contents. | F
265213 |  |  | EMERGENCY AND EXIT LIGHTING
265213 |  | SD | Shop Drawings: For nonstandard or custom luminaires.
265213 |  | SD | Coordination Drawings: Reflected ceiling plan(s) and other details, drawn to scale, on which the following items are shown and coordinated with each other, using input from installers of the items involved:
265213 |  | SD | Coordination Drawings: Luminaires.
265213 |  | SD | Coordination Drawings: Suspended ceiling components.
265213 |  | SD | Coordination Drawings: Partitions and millwork that penetrate the ceiling or extend to within 12 inches of the plane of the luminaires.
265213 |  | SD | Coordination Drawings: Structural members to which equipment will be attached.
265213 |  | SD | Coordination Drawings: Size and location of initial access modules for acoustical tile.
265213 |  | SD | Coordination Drawings: Items penetrating finished ceiling including the following:
265213 |  | SD | Coordination Drawings: Moldings.
265213 |  | PD | Emergency Lighting
265213 |  | PD | Exit Signs
265213 |  | PD | Luminaire Support Components
265213 |  | SAM | Samples: For each product and for each color and texture specified.
265213 |  | SAM | Samples for Initial Selection: For each type of luminaire with factory-applied finishes.
265213 |  | SAM | Samples for Verification: For each type of luminaire
265213 |  | QCS | Qualification Data: For testing laboratory providing photometric data for luminaires.
265213 |  | QCS | Seismic Qualification Data: For luminaires, accessories, and components, from manufacturer.
265213 |  | QCS | Product Test Reports: For each luminaire for tests performed by [manufacturer and witnessed by a qualified testing agency] [a qualified testing agency].
265213 |  | QCS | Sample Warranty: For manufacturer's[ special] warranty.
265213 |  | CCS | Operation and Maintenance Data: For luminaires and lighting systems to include in emergency, operation, and maintenance manuals. | F
265213 |  | CCS | Maintenance Materials Submittals: Furnish extra materials that match products installed and that are packaged with protective covering for storage and identified with labels describing contents. | F
265613 |  |  | Lighting Poles and Standards
265613 |  | SD | Shop Drawings: Include plans, elevations, sections, and [mounting] [and] [attachment] details.
265613 |  | SD | Include details of equipment assemblies. Indicate dimensions, weights, loads, required clearances, method of field assembly, components, and location and size of each field connection.
265613 |  | SD | Detail fabrication and assembly of [poles] [and] [pole accessories].
265613 |  | SD | Foundation construction details, including material descriptions, dimensions, anchor bolts, support devices, and calculations, signed and sealed by a professional engineer licensed in the state of installation.
265613 |  | SD | Anchor bolt templates keyed to specific poles and certified by manufacturer.
265613 |  | SD | Method and procedure of pole installation. Include manufacturer's written installations.
265613 |  | PD | Steel Poles
265613 |  | PD | Aluminum Poles
265613 |  | PD | Fiberglass Poles
265613 |  | PD | Laminated Wood Poles
265613 |  | PD | Wood Poles
265613 |  | PD | Prestressed Concrete Poles
265613 |  | PD | Pole Accessories
265613 |  | PD | Lowering System for Luminaires
265613 |  | PD | Mounting Hardware
265613 |  | SAM | Samples: For each exposed lighting pole, standard, and luminaire-supporting device and for each color and texture specified.
265613 |  | QCS | Seismic Qualification Data: For <Insert equipment,> accessories, and components, from manufacturer.
265613 |  | QCS | Material Test Reports: For each foundation component, by a qualified testing agency.
265613 |  | QCS | Material Test Reports: For each pole, by a qualified testing agency.
265613 |  | QCS | Source quality-control reports.
265613 |  | QCS | Field quality-control reports.
265613 |  | QCS | Sample Warranty: Manufacturer's standard warranty.
265613 |  | QCS | Soil test reports
265613 |  | CCS | Operation and Maintenance Data: For [poles] [and] [luminaire-lowering devices] to include in emergency, operation, and maintenance manuals. | F
265613 |  | CCS | Maintenance Material Submittals: Pole repair materials. | F
265619 |  |  | LED EXTERIOR LIGHTING
265619 |  | SD | Shop Drawings: For nonstandard or custom luminaires.
265619 |  | SD | Coordination Drawings: Plans, drawn to scale, on which the following items are shown and coordinated with each other, using input from installers of the items involved:
265619 |  | SD | Coordination Drawings: Luminaires.
265619 |  | SD | Coordination Drawings: Structural members to which [equipment] [and] luminaires will be attached.
265619 |  | SD | Coordination Drawings: Underground utilities and structures.
265619 |  | SD | Coordination Drawings: Existing underground utilities and structures.
265619 |  | SD | Coordination Drawings: Above-grade utilities and structures.
265619 |  | SD | Coordination Drawings: Existing above-grade utilities and structures.
265619 |  | SD | Coordination Drawings: Building features.
265619 |  | SD | Coordination Drawings: Vertical and horizontal information.
265619 |  | PD | Luminaire-Mounted Photoelectric Relays
265619 |  | PD | Area and Site Luminaires
265619 |  | PD | Bollard Luminaires
265619 |  | PD | Canopy Luminaires
265619 |  | PD | Decorative Post Top Luminaires
265619 |  | PD | Roadway Luminaires
265619 |  | SAM | Samples: For each luminaire and for each color and texture indicated with factory-applied finish.
265619 |  | QCS | Seismic Qualification Data: For luminaires, accessories, and components, from manufacturer.
265619 |  | QCS | Source Quality-Control Reports
265619 |  | QCS | Sample Warranty
265619 |  | CCS | Operation and Maintenance Data: For luminaires [and photoelectric relays] to include in operation and maintenance manuals. | F
265619 |  | CCS | Operation and Maintenance Data: Provide a list of all lamp types used on Project. Use ANSI and manufacturers' codes. | F
265619 |  | CCS | Operation and Maintenance Data: Provide a list of all photoelectric relay types used on Project; use manufacturers' codes. | F
265621 |  |  | HID EXTERIOR LIGHTING
265621 |  | SD | Shop Drawings: For nonstandard or custom luminaires.
265621 |  | SD | Coordination Drawings: Luminaires.
265621 |  | SD | Coordination Drawings: Structural members to which [equipment] [and] luminaires will be attached.
265621 |  | SD | Coordination Drawings: Underground utilities and structures.
265621 |  | SD | Coordination Drawings: Existing underground utilities and structures.
265621 |  | SD | Coordination Drawings: Above-grade utilities and structures.
265621 |  | SD | Coordination Drawings: Existing above-grade utilities and structures.
265621 |  | SD | Coordination Drawings: Building features.
265621 |  | SD | Coordination Drawings: Vertical and horizontal information.
265621 |  | PD | Ballasts for Hid Lamps
265621 |  | PD | HID Lamps
265621 |  | PD | Quartz Lamp-Lighting Controller
265621 |  | PD | Luminaire-Mounted Photoelectric Relays
265619 |  | PD | Area and Site Luminaires
265619 |  | PD | Bollard Luminaires
265619 |  | PD | Canopy Luminaires
265619 |  | PD | Decorative Post Top Luminaires
265619 |  | PD | Roadway Luminaires
265621 |  | SAM | Samples: For products designated for sample submission in the Exterior Luminaire Schedule.
265621 |  | SAM | Samples for Initial Selection: For each type of luminaire with custom, factory-applied finish.
265621 |  | SAM | Samples for Verification: For each type of luminaire.
265621 |  | QCS | Qualification Data: For testing laboratory providing photometric data for luminaires.
265621 |  | QCS | Seismic Qualification Data: For luminaires, accessories, and components, from manufacturer.
265621 |  | QCS | Product Test Reports: For each luminaire, for tests performed by [manufacturer and witnessed by a qualified testing agency] [a qualified testing agency].
265621 |  | QCS | Sample warranty.
265621 |  | CCS | Operation and Maintenance Data: For luminaires to include in [operation ]and maintenance manuals. | F
265621 |  | CCS | Maintenance Material Submittals: Furnish extra materials that match products installed and that are packaged with protective covering for storage and identified with labels describing contents. | F
265668 |  |  | EXTERIOR ATHLETIC LIGHTING
265668 |  | SD | Shop Drawings: For nonstandard or custom luminaires.
265668 |  | SD | Delegated-Design Submittal: For exterior athletic lighting indicated to comply with performance requirements and design criteria, including analysis data signed and sealed by the qualified professional engineer responsible for their preparation. | D
265668 |  | SD | Coordination Drawings: Plans drawn to scale, on which the following items are shown and coordinated with each other, using input from installers of the items involved:
265668 |  | SD | Coordination Drawings: Luminaires.
265668 |  | SD | Coordination Drawings: Luminaire support structures.
265668 |  | SD | Coordination Drawings: Limits of athletic fields.
265668 |  | SD | Coordination Drawings: Proposed underground utilities and structures.
265668 |  | SD | Coordination Drawings: Existing underground utilities and structures.
265668 |  | SD | Coordination Drawings: Athletic field support structures.
265668 |  | PD | Luminaires, Lamps, and Ballasts
265668 |  | PD | Power Distribution and Control
265668 |  | PD | Surge Protection
265668 |  | PD | Pole and Base Protection
265668 |  | QCS | Seismic Qualification Data: Certificates, for luminaires, accessories, and components, from manufacturer.
265668 |  | QCS | Welding Certificates
265668 |  | QCS | Product Certificates
265668 |  | QCS | Field quality-control reports.
265668 |  | QCS | Sample warranty.
265668 |  | CCS | Operation and Maintenance Data: For luminaires to include in [operation and ]maintenance manuals. | F

## Div.27
SUBMITTALS FOR APPROVAL |  |  |  | Send to: | Critical Submittals | Contractor's Projected Dates Allow at least 4 weeks for Approval (allows time for any resubmission)
Spec Section | Sub Section | Type | Description | F | Mark "X" for all that apply | Projected Transmittal Date: | Projected Approval Date: | Projected Delivery Date:
F/O
D
271524 |  |  | Optical Fiber Cables CCTV
271524 |  | PACK | Submit the product data, samples, and quality control submittals specified below at the same time as a package.
271524 |  | PD | Nonconductive Optical Fiber Cables - 50 Micron/125 Micron (Core/Clad)
271524 |  | PD | Nonconductive Optical Fiber Cables - 62.5 Micron/125 Micron (Core/Clad)
271524 |  | PD | Nonconductive Optical Fiber Cables - 50 Micron/125 Micron (Core/Clad)
271524 |  | PD | Nonconductive Optical Fiber Cables - 62.5 Micron/125 Micron (Core/Clad)
271524 |  | PD | Cable Breakout and Splitter Kits
271524 |  | PD | Connectors
271524 |  | PD | Optical Fiber Splicing Box (OFSB)
271524 |  | PD | Enclosure for Optical Fiber Splicing Box (OFSB)
271524 |  | PD | Optical Fiber Termination Rack (OFTR)
271524 |  | PD | Connectorized Optical Fiber Jumper Cables
271524 |  | PD | Accessories
271524 |  | SAM | Samples: Two foot sample of each type cable proposed for use.
271524 |  | SAM | One sample of each connector proposed for use.
271524 |  | SAM | One sample of each breakout and splitter kit proposed for use.
271524 |  | QCS | Cable Installer’s Qualifications Data: Name of each person who will be performing the Work and their employer’s name, business address and telephone number.
271524 |  | QCS | Cable Installer’s Qualifications Data: Name and addresses of the required number of similar projects worked on which meet the experience criteria.
271524 |  | QCS | Company Field Advisor Qualifications Data: Name, business address and telephone number of Company Field Advisor secured for the required services.
271524 |  | QCS | Company Field Advisor Qualifications: Certified statement from the Company listing the qualifications of the Company Field Advisor.
271524 |  | QCS | Company Field Advisor Qualifications Data:Services and each product for which authorization is given by the Company, listed specifically for this project.
271524 |  | QCS | Cable Splicer’s Qualifications Data: Name of each person who will be performing the Work and their employer’s name, business address and telephone number.
271524 |  | QCS | Cable Splicer’s Qualifications Data: All information required showing that the experience criteria have been met.
271524 |  | CCS | Post installation test report. | F
271525 |  |  | Optical Fiber Cables
271525 |  | PACK | Submit the product data, samples, and quality control submittals specified below at the same time as a package.
271525 |  | SD | Shop Drawings: Complete manufacturer’s construction details and specifications for the cables, including physical characteristics of optical fiber, strength members, and jackets.
271525 |  | SD | Shop Drawings: Overall dimension of cable
271525 |  | SD | Shop Drawings: Termination data
271525 |  | SD | Shop Drawings: Cable manufacturer’s certified test data (attenuation, bandwidth).
271525 |  | SD | Shop Drawings: Maximum pulling strain allowed for each type cable.
271525 |  | PD | 62.5 Micron/125 Micron (Core/Clad) Optical Fiber Cables
271525 |  | PD | Connectors
271525 |  | PD | Accessories
271525 |  | SAM | Samples: Two 2-foot samples of each type cable.
271525 |  | SAM | Samples: Samples of termination materials.
271525 |  | QCS | Installers’ Qualifications Data: Include the following for each person who will be performing the Work
271525 |  | QCS | Company Field Advisor Data
271525 |  | QCS | Cable Terminator’s Resume
271525 |  | CCS | After Installation Report | F
273601 |  |  | Telephone Interconnection Cabinet and Boards
273601 |  | PD | Telephone Interconnection Cabinets
273601 |  | PD | Telephone Interconnection Boards
274171 |  |  | Community Antenna Television CATV System Earth Station
274171 |  | PACK | Submittals Package: Submit the shop drawings, product data, and quality control submittals specified below at the same time as a package.
274171 |  | SD | Shop Drawings: Wiring and/or schematic diagrams of the complete system as proposed to be installed (standard diagrams will not be acceptable).
274171 |  | SD | Shop Drawings: Scale drawings showing mounting of all head-end equipment.
274171 |  | SD | Shop Drawings: Details of antenna and foundation plan.
274171 |  | PD | Earth Station Antenna
274171 |  | PD | Head-End Equipment
274171 |  | PD | Signal Distribution
274171 |  | PD | Television Receiver/Monitor
274171 |  | PD | Video Player/Recorder
274171 |  | PD | Coaxial Cables
274171 |  | PD | Line Powered Extender Amplifier
274171 |  | PD | Signal Booster Amplifier
274171 |  | PD | Television Receiver Antenna Outlets
274171 |  | PD | Labels and Nameplates
274171 |  | PD | Combiner
274171 |  | PD | Accessories
274171 |  | QCS | Campany Field Advisory Data
274171 |  | QCS | Test Report: Satellite antenna site selection report.
274171 |  | CCS | System acceptance test report. | F
274171 |  | CCS | Certificate: Affidavit, signed by the Company Field Advisor and notarized, certifying that the system meets the contract requirements and is operating properly. | F
274171 |  | CCS | Operation and Maintenance Data: Deliver 2 copies, covering the installed products, to the Director's Representative. | F
274172 |  |  | INMATE RADIO AND CATV SYSTEM
274172 |  | PACK | Submittals Package: Submit the shop drawings, product data, samples, and quality control submittals specified below at the same time as a package.
274172 |  | SD | Shop Drawings: Composite wiring and/or schematic diagrams of the complete system as proposed to be installed (standard diagrams will not be accepted).
274172 |  | PD | Inmate Radio System Head End Equipment
274172 |  | PD | Radio Jack Station (Bldg. No. 4)
274172 |  | PD | Radio Jack Station (Bldg. Nos. 8, 9, 10, 11 And 12)
274172 |  | PD | Transformer/Tap Boxes
274172 |  | PD | Television (Catv) Outlet (Bldg. No. 4)
274172 |  | PD | Catv Tap Boxes
274172 |  | PD | Television (Catv) Outlet (Bldg. Nos. 8, 9, 10, 11 And 12)
274172 |  | PD | Antennae
274172 |  | PD | Headsets
274172 |  | PD | Wiring
274172 |  | PD | Accessories
274172 |  | PD | Markers and Nameplates
274172 |  | SAM | Sample: Assembled jack stations (one of each type).
274172 |  | SAM | Sample: One headset.
274172 |  | SAM | Sample: One 2 foot sample of each type insulated conductor (samples are not required for conductors specified by brand name if the specifically named conductors are furnished for the Work).
274172 |  | QCS | Company Field Advisor Data
274172 |  | CCS | System acceptance test report. | F
274172 |  | CCS | Certificate: Affidavit, signed by the Company Field Advisor and notarized, certifying that the system meets the contract requirements and is operating properly. | F
274172 |  | CCS | Operation and Maintenance Data: Deliver 2 copies, covering the installed products, to the Director's Representative. | F
275111 |  |  | INTERCOM SYSTEM
275111 |  | PACK | Submittals Package: Submit the shop drawings, product data, samples, and quality control submittals specified below at the same time as a package.
275111 |  | SD | Shop Drawings: Composite wiring and/or schematic diagrams of the complete system as proposed to be installed (standard diagrams will not be accepted).
275111 |  | PD | Intercom System
275111 |  | PD | Wiring
275111 |  | QCS | Company Field Advisor Data
275111 |  | CCS | System acceptance test report. | F
275111 |  | CCS | Certificate: Affidavit, signed by the Company Field Advisor and notarized, certifying that the system meets the contract requirements and is operating properly. | F
275111 |  | CCS | Operation and Maintenance Data: Deliver 2 copies, covering the installed products, to the Director's Representative. | F
275112 |  |  | INTERCOM AND ZONE PAGING SYSTEM
275112 |  | PACK | Submittals Package: Submit the shop drawings, product data, samples, and quality control submittals specified below at the same time as a package.
275112 |  | SD | Shop Drawings: Composite wiring and/or schematic diagrams of the complete system as proposed to be installed (standard diagrams will not be accepted).
275112 |  | PD | Intercom and Zone Paging System
275112 |  | PD | Wiring
275112 |  | PD | Signs and Labels
275112 |  | QCS | Company Field Advisor Data:
275112 |  | CCS | System acceptance test report. | F
275112 |  | CCS | Certificate: Affidavit, signed by the Company Field Advisor and notarized, certifying that the system meets the contract requirements and is operating properly. | F
275112 |  | CCS | Operation and Maintenance Data: Deliver 2 copies, covering the installed products, to the Director's Representative. | F
275113 |  |  | PRIMARY SATELLITE INTERCOM SYSTEM
275113 |  | PACK | Submittals Package: Submit the shop drawings, product data, samples, and quality control submittals specified below at the same time as a package.
275113 |  | SD | Shop Drawings: Composite wiring and/or schematic diagrams of the complete system as proposed to be installed (standard diagrams will not be accepted).
275113 |  | PD | Primary Intercom System
275113 |  | PD | Satellite Intercom System - Type I
275113 |  | PD | Satellite Intercom System - Type II
275113 |  | PD | Wiring
275113 |  | PD | Markers and Nameplates
275113 |  | PD | Accessories
275113 |  | QCS | Company Field Advisor Data
275113 |  | CCS | System acceptance test report. | F
275113 |  | CCS | Certificate: Affidavit, signed by the Company Field Advisor and notarized, certifying that the system meets the contract requirements and is operating properly. | F
275113 |  | CCS | Operation and Maintenance Data: Deliver 2 copies, covering the installed products, to the Director's Representative. | F
275114 |  |  | Telephone Intercom and Paging System
275114 |  | PACK | Submittals Package: Submit the shop drawings, product data, samples, and quality control submittals specified below at the same time as a package.
275114 |  | SD | Shop Drawings: Composite wiring and/or schematic diagrams of the complete system as proposed to be installed (standard diagrams will not be accepted).
275114 |  | PD | Telephone Intercom and Paging System
275114 |  | PD | Wiring
275114 |  | PD | Signs and Labels
275114 |  | QCS | Company Field Advisor Data
275114 |  | CCS | System acceptance test report. | F
275114 |  | CCS | Certificate: Affidavit, signed by the Company Field Advisor and notarized, certifying that the system meets the contract requirements and is operating properly. | F
275114 |  | CCS | Operation and Maintenance Data: Deliver 2 copies, covering the installed products, to the Director's Representative. | F
275116 |  |  | Public Address System
275116 |  | PACK | Submittals Package: Submit the shop drawings, product data, samples, and quality control submittals specified below at the same time as a package.
275116 |  | SD | Shop Drawings: Composite wiring and/or schematic diagrams of the complete system as proposed to be installed (standard diagrams will not be accepted).
275116 |  | PD | Public Address System
275116 |  | PD | Wiring
275116 |  | PD | Interconnection Cabinets
275116 |  | PD | Signs and Labels
275116 |  | PD | Markers and Nameplates
275116 |  | PD | Silicone and Acrylic Spray
275116 |  | PD | Accessories
275116 |  | QCS | Company Field Advisor Data
275116 |  | CCS | System acceptance test report. | F
275116 |  | CCS | Certificate: Affidavit, signed by the Company Field Advisor and notarized, certifying that the system meets the contract requirements and is operating properly. | F
275116 |  | CCS | Operation and Maintenance Data: Deliver 2 copies, covering the installed products, to the Director's Representative. | F
275117 |  |  | Modifications to Public Address System
275117 |  | PACK | Submittals Package: Submit the shop drawings, product data, samples, and quality control submittals specified below at the same time as a package.
275117 |  | SD | Shop Drawings: Composite wiring and/or schematic diagrams of the complete system as proposed to be installed (standard diagrams will not be accepted).
275117 |  | PD | Head End Equipment
275117 |  | PD | Relay Protection
275117 |  | PD | Speakers
275117 |  | PD | Amplifiers
275117 |  | PD | Wiring
275117 |  | PD | Interconnection Cabinets
275117 |  | PD | Markers and Nameplates
275117 |  | PD | Accessories
275117 |  | QCS | Company Field Advisor Data
275117 |  | CCS | System acceptance test report. | F
275117 |  | CCS | Certificate: Affidavit, signed by the Company Field Advisor and notarized, certifying that the system meets the contract requirements and is operating properly. | F
275117 |  | CCS | Operation and Maintenance Data: Deliver 2 copies, covering the installed products, to the Director's Representative. | F
275223 |  |  | Nurse Call System 130 Stations Max
275223 |  | PACK | Submittals Package: Submit the shop drawings, product data, samples, and quality control submittals specified below at the same time as a package.
275223 |  | SD | Shop Drawings: Composite wiring and/or schematic diagrams of the complete system as proposed to be installed (standard diagrams will not be accepted).
275223 |  | PD | Central Equipment
275223 |  | PD | Master Stations
275223 |  | PD | Signal Initiating Devices
275223 |  | PD | Corridor Lights
275223 |  | PD | Wiring
275223 |  | QCS | Company Field Advisor Data
275223 |  | CCS | System acceptance test report. | F
275223 |  | CCS | Certificate: Affidavit, signed by the Company Field Advisor and notarized, certifying that the system meets the contract requirements and is operating properly. | F
275223 |  | CCS | Operation and Maintenance Data: Deliver 2 copies, covering the installed products, to the Director's Representative. | F
275223 |  |  | Nurse Call System 1000 Stations Max
275223 |  | PACK | Submittals Package: Submit the shop drawings, product data, samples, and quality control submittals specified below at the same time as a package.
275223 |  | SD | Shop Drawings: Composite wiring and/or schematic diagrams of the complete system as proposed to be installed (standard diagrams will not be accepted).
275223 |  | SD | Shop Drawings: Construction details of vandal resistant stations.
275223 |  | PD | Central Equipment
275223 |  | PD | Stations
275223 |  | PD | Corridor Lights
275223 |  | PD | Wiring
275223 |  | PD | Markers and Nameplates
275223 |  | PD | Accessories
275223 |  | QCS | Company Field Advisor Data
275223 |  | CCS | System acceptance test report. | F
275223 |  | CCS | Certificate: Affidavit, signed by the Company Field Advisor and notarized, certifying that the system meets the contract requirements and is operating properly. | F
275223 |  | CCS | Operation and Maintenance Data: Deliver 2 copies, covering the installed products, to the Director's Representative. | F

## Div.28
SUBMITTALS FOR APPROVAL |  |  |  | Send to: | Critical Submittals | Contractor's Projected Dates Allow at least 4 weeks for Approval (allows time for any resubmission)
Spec Section | Sub Section | Type | Description | F | Mark "X" for all that apply | Projected Transmittal Date: | Projected Approval Date: | Projected Delivery Date:
F/O
D
281300 |  |  | CARD ACCESS CONTROL SYSTEM
281300 |  | PACK | Submit the shop drawings, product data, and quality control submittals specified below at the same time as a package
281300 |  | SD | Bill of materials
281300 |  | SD | Composite wiring and/or schematic diagrams of the complete system as proposed to be installed (standard diagrams will not be accepted).
281300 |  | SD | Total electrical load of the complete system in supervisory and alarm conditions.
281300 |  | SD | Detailed description of system operation (format similar to SYSTEM DESCRIPTION).
281300 |  | PD | Name, address and telephone number of nearest fully equipped service organization
281300 |  | PD | Card Access Control System
281300 |  | PD | Photo I.D. System
281300 |  | PD | Automatic Punch and Eyelet Setter
281300 |  | PD | Release Device
281300 |  | PD | Secondary (Standby) Power Supplies
281300 |  | PD | Alarm Detectors
281300 |  | PD | Wiring
281300 |  | PD | Terminal Locator
281300 |  | PD | Labels
281300 |  | PD | Accessories
281300 |  | QCS | Copy of license for installing Security Systems
281300 |  | QCS | Company Field Advisor Data
281300 |  | CCS | Test Report: System acceptance test report | F
281300 |  | CCS | Certificate: Affidavit, signed by the Company Field Advisor and notarized, certifying that the system meets the contract requirements and is operating properly. | F
281300 |  | CCS | Operation and Maintenance Data: Deliver 2 copies | F
281300 |  | CCS | Spare Parts: 50 percent spare of each type fuse. | F
281300 |  | CCS | Spare Parts: Film for 400 pictures | F
281300 |  | CCS | Spare Parts: 1000 access cards. | F
281300 |  | CCS | Spare Parts: Laminating material for 1000 cards. | F
281300 |  | CCS | Spare Parts: 1000 eyelets | F
281300 |  | CCS | Spare Parts: 1000 snap on removable clips | F
281300 |  | CCS | Spare Parts: 4 spare magnetic switches. | F
281300 |  | CCS | Spare Parts: 10 diskettes. | F
281300 |  | CCS | Spare Parts: One case printer paper | F
281300 |  | CCS | Spare Parts: 10 printer ribbons. | F
281354 |  |  | METAL DETECTOR
281354 |  | PD | Metal Detector
281601 |  |  | MAIN SECURITY CONSOLE
281601 |  | PACK | Submit the product data, and the shop drawings specified below at the same time as a package
281601 |  | SD | Detail scale drawing showing front elevation view and plan view of console, overall dimensions, and detail of each console section
281601 |  | SD | Show scale drawing (plan view and elevation) of console layout in control room
281601 |  | PD | Bill of materials
281601 |  | PD | Main Security Console
281601 |  | CCS | Photographs of completed Work | F
281602 |  |  | FENCE ACCESSORY STATIONS FOR PERIMETER SECURITY SYSTEMS
281602 |  | PACK | Submit the shop drawings and the product data specified below at the same time as a package
281602 |  | SD | Composite wiring and/or schematic diagrams showing the wiring within each fence accessory station as proposed to be installed (standard diagrams will not be accepted).
281602 |  | SD | Scale drawings showing location and mounting of components within each fence accessory station
281602 |  | PD | Bill Materials
281602 |  | PD | FAS Enclosures
281602 |  | PD | Outlet and Junction Boxes (Within the Fence Accessory Station)
281602 |  | PD | Channel Support System
281602 |  | PD | Combination Transformer and Disconnect
281602 |  | PD | Receptacles
281602 |  | PD | Grounding
281602 |  | PD | Terminal Strips
281602 |  | PD | Markers
281602 |  | PD | Nameplates
281602 |  | PD | Expanding Silicone Foam
281602 |  | PD | Accessories
281602 |  | CCS | Photgraphs | F
281602 |  | CCS | Spare Parts: One Transformer | F
281602 |  | CCS | Spare Parts: Six of each size fuse | F
281603 |  |  | PERIMETER SECURITY MULTIPLEX SYSTEM
281603 |  | PACK | Submit the shop drawings, product data, and quality control submittals specified below at the same time as a package
281603 |  | SD | Composite wiring and/or schematic diagrams of the complete system as proposed to be installed (standard diagrams will not be accepted).
281603 |  | SD | Interconnection details between the systems monitored and controlled by the perimeter security multiplex system
281603 |  | SD | Scale drawings of map display showing site drawing and exact locations of lamps
281603 |  | PD | Bill of materials
281603 |  | PD | Detailed description of system operation (format similar to SYSTEM DESCRIPTION).
281603 |  | PD | Name, address and telephone number of nearest fully equipped service organization
281603 |  | PD | Monitor and Control Unit (PSCPU)
281603 |  | PD | Map Display
281603 |  | PD | Console Rack
281603 |  | PD | Central 12 Volt Nominal (13.8 volt) DC Power Supply and Batteries
281603 |  | PD | Zone Out Processor (ZOP)
281603 |  | PD | Transponders - Type MCT-UHS
281603 |  | PD | Transponders - Type MCT-TW
281603 |  | PD | Gateway for Type MCT-UHS Transponders
281603 |  | PD | Programming and Diagnostic Kit for Type MCXT-UHS Transponders
281603 |  | PD | Interconncetion Cable
281603 |  | PD | Database Storage Kit
281603 |  | PD | Surge Suppressors
281603 |  | PD | Terminal Strips
281603 |  | PD | Markers
281603 |  | PD | Nameplates
281603 |  | PD | Accessories
281603 |  | QCS | Copy of license for installing Security Systems
281603 |  | QCS | Installers’ Qualifications Data
281603 |  | QCS | Company Field Advisor Data
281603 |  | CCS | Test Report: System acceptance test report | F
281603 |  | CCS | Operation and Maintenance Data: Deliver 2 copies | F
281603 |  | CCS | Photographs of completed Work | F
281603 |  | CCS | Spare Parts: One of each type transponder | F
281603 |  | CCS | Spare Parts: Twelve replacement lamps of each color for map display | F
281603 |  | CCS | Spare Parts: One case of printer paper (50 rolls). | F
281603 |  | CCS | Spare Parts: Six of each size fuse | F
281604 |  |  | MICROWAVE DETECTION SYSTEM
281604 |  | PACK | Submit the shop drawings, product data, and quality control submittals specified below at the same time as a package
281604 |  | SD | Composite wiring and/or schematic diagrams of the complete system as proposed to be installed (standard diagrams will not be accepted).
281604 |  | SD | Scale drawings showing exact location of microwave receivers and transmitters (drawing shall be from Company producing microwave transmitter and receiver).
281604 |  | PD | Bill of Materials
281604 |  | PD | Detailed description of system operation (format similar to SYSTEM DESCRIPTION).
281604 |  | PD | Name, address and telephone number of nearest fully equipped service organization.
281604 |  | PD | Microwave Transmitter and Receiver Units
281604 |  | PD | Mounting Post
281604 |  | PD | Microwave Transmitter Test Unit
281604 |  | PD | Interconnection Cable
281604 |  | PD | Surge Suppressors
281604 |  | PD | Central 12 or 24 volt nominal DC power supply
281604 |  | PD | Batteries
281604 |  | PD | Concrete Bases
281604 |  | PD | Markers
281604 |  | PD | Nameplates
281604 |  | PD | Accessories
281604 |  | QCS | Company Field Advisor Data
281604 |  | QCS | Copy of license for installing Security Systems
281604 |  | QCS | Installers’ Qualifications Data
281604 |  | QCS | Company Field Advisor Data
281604 |  | CCS | Test Report: System acceptance test report | F
281604 |  | CCS | Certificate: Affidavit, signed by the Company Field Advisor and notarized, certifying that the system meets the contract requirements and is operating properly | F
281604 |  | CCS | Test Report: Test Report of microwave system after completion of work between the perimeter fences. | F
281604 |  | CCS | Operation and Maintenance Data: Deliver 2 copies | F
281604 |  | CCS | Spare Parts: One microwave transmitter unit and control box | F
281604 |  | CCS | Spare Parts: One microwave receiver unit and control box. | F
281604 |  | CCS | Spare Parts: One microwave transmitter test unit | F
281604 |  | CCS | Spare Parts: Six of each size fuse | F
281604 |  | CCS | Spare Parts: Metal sphere used for final test | F
281605 |  |  | SENSOR CABLE DETECTION SYSTEM
281605 |  | PACK | Submit the shop drawings, product data, and quality control submittals specified below at the same time as a package
281605 |  | SD | Bill of materials
281605 |  | SD | Wiring and/or schematic diagrams of the complete system as proposed to be installed (standard diagrams will not be accepted).
281605 |  | SD | Detailed description of system operation (format similar to SYSTEM DESCRIPTION).
281605 |  | PD | Name, address and telephone number of nearest fully equipped service organization.
281605 |  | PD | Signal Processors
281605 |  | PD | Sensor Cable
281605 |  | PD | Gate Bypass Units
281605 |  | PD | Test Units
281605 |  | PD | Interconnection Cable: Type MPX
281605 |  | PD | Interconnection Cable: Type MCG
281605 |  | PD | Sensor Cable Ties
281605 |  | PD | Accessories
281605 |  | PD | Tags
281605 |  | PD | Nameplates
281605 |  | QCS | Installers’ Qualifications Data
281605 |  | QCS | Company Field Advisor Data
281605 |  | CCS | Test Report: System acceptance test report | F
281605 |  | CCS | Certificate: Affidavit, signed by the Company Field Advisor and notarized, certifying that the system meets the contract requirements and is operating properly | F
281605 |  | CCS | Operation and Maintenance Data: Deliver 2 copies | F
281605 |  | CCS | Spare Parts: 10 cable splice kits for sensor cable | F
281605 |  | CCS | Spare Parts: One set of tools required for making splices | F
281605 |  | CCS | Spare Parts: 500 feet of sensor cable | F
281605 |  | CCS | Spare Parts: One signal processor test unit | F
281605 |  | CCS | Spare Parts: One sensor cable fault locator | F
281605 |  | CCS | Spare Parts: Two complete signal processing units | F
281605 |  | CCS | Spare Parts: Two signal processor circuit cards | F
281605 |  | CCS | Spare Parts: Six fuses | F
281605 |  | CCS | Spare Parts: Package of 100 cable ties | F
281606 |  |  | PERIMETER ALARM MONITORING AND INGROUND DETECTION SYSTEM
281606 |  | PACK | Submit the shop drawings, product data, and quality control submittals specified below at the same time as a package.
281606 |  | SD | Bill of materials
281606 |  | SD | Wiring and/or schematic diagrams of the complete system as proposed to be installed (standard diagrams will not be accepted)
281606 |  | SD | Interconnection details between the systems monitored and controlled by the perimeter alarm monitoring system
281606 |  | SD | Detailed description of system operation (format similar to DESCRIPTION OF SYSTEM).
281606 |  | SD | Scale drawings of the security console showing location and mounting of components
281606 |  | SD | Scale drawing of the site plan showing proposed location of sensor cables.
281606 |  | PD | Name, address and telephone number of nearest fully equipped service organization
281606 |  | PD | Operator Terminal
281606 |  | PD | Control Model
281606 |  | PD | Printer
281606 |  | PD | Interface Unit
281606 |  | PD | Transceiver Modules
281606 |  | PD | Inground Service Cables
281606 |  | PD | Interconnection Cable
281606 |  | PD | Tags
281606 |  | PD | Nameplates
281606 |  | PD | System shall include all accessories required to perform the functions summarized in SYSTEM DESCRIPTION and indicated on the drawings
281606 |  | QCS | Installers’ Qualifications Data
281606 |  | QCS | Company Field Advisor Data
281606 |  | CCS | Test Report: System acceptance test report | F
281606 |  | CCS | Certificate: Affidavit, signed by the Company Field Advisor and notarized, certifying that the system meets the contract requirements and is operating properly. | F
281606 |  | CCS | Operation and Maintenance Data: Deliver 2 copies | F
281607 |  |  | INFRARED DETECTION SYSTEM
281607 |  | PACK | Submit the shop drawings, product data, and quality control submittals specified below at the same time as a package
281607 |  | SD | Composite wiring and/or schematic diagrams of the complete system as proposed to be installed (standard diagrams will not be accepted).
281607 |  | SD | Scale drawings showing exact location of infrared transmitters and sensors (drawings shall be from Company producing the infrared equipment).
281607 |  | PD | Bill of materials
281607 |  | PD | Detailed description of system operation (format similar to SYSTEM DESCRIPTION).
281607 |  | PD | Name, address and telephone number of nearest fully equipped service organization
281607 |  | PD | Infrared Sensor Unit
281607 |  | PD | Sensor Unit Mounting Poles
281607 |  | PD | Interconnection Cable
281607 |  | PD | Surge Suppressors
281607 |  | PD | Central 28 volt DC nominal power supply and batteries
281607 |  | PD | Concrete Bases
281607 |  | PD | Markers
281607 |  | PD | Nameplates
281607 |  | PD | Accessories
281607 |  | QCS | Copy of license for installing Security Systems
281607 |  | QCS | Installers’ Qualifications Data
281607 |  | QCS | Company Field Advisor Data
281607 |  | CCS | Test Report: System acceptance test report | F
281607 |  | CCS | Certificate: Affidavit, signed by the Company Field Advisor and notarized, certifying that the system meets the contract requirements and is operating properly | F
281607 |  | CCS | Operation and Maintenance Data: Deliver 2 copies | F
281607 |  | CCS | Spare Parts: One Type “A” sensor unit | F
281607 |  | CCS | Spare Parts: One Type “B” sensor unit | F
281607 |  | CCS | Spare Parts: One test unit | F
281607 |  | CCS | Spare Parts: Six of each size fuse | F
281607 |  | CCS | Spare Parts: One borescope | F
281608 |  |  | TAUT WIRE FENCE AND ALARM SYSTEM
281608 |  | PACK | Submit the shop drawings, product data, samples, and quality control submittals specified below at the same time as a package
281608 |  | SD | Composite wiring and/or schematic diagrams of the complete system as proposed to be installed (standard diagrams will not be accepted).
281608 |  | PD | Bill of materials
281608 |  | PD | Detailed description of system operation (format similar to SYSTEM DESCRIPTION).
281608 |  | PD | Total electrical load of the complete system in supervisory and alarm conditions
281608 |  | PD | Name, address and telephone number of nearest fully equipped service organization
281608 |  | PD | Sensor Switches
281608 |  | PD | Sensor Switches
281608 |  | PD | Slider Post Accessories
281608 |  | PD | Anchor Post Accessories
281608 |  | PD | Information Cable
281608 |  | PD | Movement Transfer Wires
281608 |  | PD | Steel Posts and Single Outriggers
281608 |  | PD | Chain Link Fence Fabric
281608 |  | PD | Pipe
281608 |  | PD | Post tops
281608 |  | PD | Concrete
281608 |  | PD | Information Cable
281608 |  | PD | Taut Wire Control Unit
281608 |  | PD | Accessories
281608 |  | PD | Markers
281608 |  | PD | Nameplates
281608 |  | SAM | One 3 foot long piece of barbed movement transfer wire
281608 |  | QCS | Installers' Qualifications Data
281608 |  | QCS | Company Field Advisor Data
281608 |  | CCS | Test Report: System acceptance test report | F
281608 |  | CCS | Certificate: Affidavit, signed by the Company Field Advisor and notarized, certifying that the system meets the contract requirements and is operating properly | F
281608 |  | CCS | Operation and Maintenance Data: Deliver 2 copies | F
281608 |  | CCS | Spare Parts: Thirty AVP-1 sensor switches (2 wire). | F
281608 |  | CCS | Spare Parts: Three DTR-2000 vertical sensor posts with outriggers including sensors, tamper switch, page system, all hardware. | F
281608 |  | CCS | Spare Parts: Three DTR-2000 anchor posts with outriggers including all breakway strips and hardware. | F
281608 |  | CCS | Spare Parts: Three DTR-2000 slider posts with outriggers including spirals, spiral bars and all hardware | F
281608 |  | CCS | Spare Parts: One reel of 5000 feet of barbed, movement transfer wire | F
281608 |  | CCS | Spare Parts: One hundred breakway connecting strips | F
281608 |  | CCS | Spare Parts: One hundred tensioners | F
281608 |  | CCS | Spare Parts: One hundred link rods | F
281608 |  | CCS | Spare Parts: Two end-of-line modules. | F
281608 |  | CCS | Spare Parts: One dynamometer (in-lb). | F
281609 |  |  | E-FIELD DETECTION SYSTEM
281609 |  | PACK | Submit the shop drawings, product data, and quality control submittals specified below at the same time as a package
281609 |  | SD | Composite wiring and/or schematic diagrams of the complete system as proposed to be installed (standard diagrams will not be accepted).
281609 |  | PD | Bill of materials
281609 |  | PD | Detailed description of system operation (format similar to 1.02 System Description).
281609 |  | PD | Total electrical load of the complete system in supervisory and alarm conditions
281609 |  | PD | Name, address and telephone number of nearest fully equipped service organization.
281609 |  | PD | Zone Processor Unit
281609 |  | PD | Sense Filter
281609 |  | PD | Drain Coil
281609 |  | PD | Insulators
281609 |  | PD | Terminal Boot Kit
281609 |  | PD | Connecting Link
281609 |  | PD | Winder
281609 |  | PD | Mounting Bracket
281609 |  | PD | Tension Spring
281609 |  | PD | Interconnect Lug
281609 |  | PD | Terminators
281609 |  | PD | Field and Sense Wire
281609 |  | PD | Interconnection Cable - Type EFC
281609 |  | PD | Interconnection Cable - Type MCC-E
281609 |  | PD | Surge Suppressors
281609 |  | PD | Steel Posts, Tops and Accessories
281609 |  | PD | Concrete Bases
281609 |  | PD | Vertical Wall Mount Bracket
281609 |  | PD | Connecting Link
281609 |  | PD | Markers
281609 |  | PD | Nameplates
281609 |  | PD | Ground Strap
281609 |  | PD | Rod Electrode
281609 |  | QCS | Copy of license for installing Security Systems
281609 |  | QCS | Installers’ Qualifications Data
281609 |  | QCS | Company Field Advisor Data
281609 |  | CCS | Test Report: System acceptance test report | F
281609 |  | CCS | Certificate: Affidavit, signed by the Company Field Advisor and notarized, certifying that the system meets the contract requirements and is operating properly | F
281609 |  | CCS | Operation and Maintenance Data: Deliver 2 copies | F
281609 |  | CCS | Spare Parts: One zone processor unit | F
281609 |  | CCS | Spare Parts: 600 feet of field and sense wire | F
281609 |  | CCS | Spare Parts: One sense filter | F
281609 |  | CCS | Spare Parts: Two terminators of each type | F
281609 |  | CCS | Spare Parts: Eight of each type insulator | F
281609 |  | CCS | Spare Parts: One drain coil | F
281609 |  | CCS | Spare Parts: Eight terminal boot kits | F
281609 |  | CCS | Spare Parts: Four winders | F
281611 |  |  | MODIFICATIONS TO MAIN SECURITY CONSOLE
281611 |  | PACK | Submit the product data, and the shop drawings specified below at the same time as a package
281611 |  | SD | Show details of the modifications as proposed to be installed (standard details will not be accepted).
281611 |  | PD | Bill of materials
281611 |  | PD | Console Sections
281611 |  | PD | Exhaust Fans - Guard
281611 |  | PD | Exhaust Fans - Grill
281611 |  | PD | Exhaust Fans - Sleeve
281611 |  | CCS | Photographs of completed Work | F
281613 |  |  | MODIFICATIONS TO PERIMETER SECURITY MULTIPLEX SYSTEM
281613 |  | PACK | Submit the shop drawings, product data, and quality control submittals specified below at the same time as a package
281613 |  | SD | Composite wiring and/or schematic diagrams of the modifications as proposed to be installed (standard diagrams will not be accepted).
281613 |  | SD | Interconnection details between the systems monitored and controlled by the perimeter security multiplex system.
281613 |  | SD | Scale drawing of map display showing site drawing and exact locations of lamps
281613 |  | PD | Bill of materials
281613 |  | PD | Detailed description of completed system operation
281613 |  | PD | Name, address and telephone number of nearest fully equipped service organization.
281613 |  | PD | Map Display
281613 |  | PD | Remote Power Supply
281613 |  | PD | Transponders
281613 |  | PD | Interconnection cable
281613 |  | PD | Surge Suppressors
281613 |  | PD | Terminal Strips
281613 |  | PD | Markers
281613 |  | PD | Nameplates
281613 |  | PD | Programming Software and Equipment
281613 |  | PD | Accessories
281613 |  | QCS | Copy of license for installing Security Systems
281613 |  | QCS | Installers’ Qualifications Data
281613 |  | QCS | Company Field Advisor Data
281613 |  | QCS | Test Report: Existing system test report
281613 |  | CCS | Test Report: System acceptance test report | F
281613 |  | CCS | Certificate: Affidavit, signed by the Company Field Advisor and notarized, certifying that the system meets the contract requirements and is operating properly | F
281613 |  | CCS | Operation and Maintenance Data: Deliver 2 copies | F
281613 |  | CCS | Spare Parts: One transponder | F
281613 |  | CCS | Spare Parts: Twelve replacement lamps of each color for map display | F
281613 |  | CCS | Spare Parts: Six of each size fuse | F
281615 |  |  | MODIFICATIONS TO ELECTRONIC FENCE ALARM SYSTEM
281615 |  | PACK | Submit the shop drawings, product data, and quality control submittals specified below at the same time as a package
281615 |  | SD | Wiring and/or schematic diagrams of the modifications as proposed to be installed (standard diagrams will not be accepted).
281615 |  | SD | Composite wiring and/or schematic diagrams of the modifications as proposed to be installed (standard diagrams will not be accepted
281615 |  | SD | Interconnection details between the systems monitored and controlled by the perimeter alarm system
281615 |  | SD | Scale drawing of map display showing site drawing and exact locations of lamps.
281615 |  | SD | Scale drawings of dual zone processor enclosures showing location and mounting of components
281615 |  | PD | Bill of materials
281615 |  | PD | Detailed description of system modifications and operation
281615 |  | PD | Name, address and telephone number of nearest fully equipped service organization
281615 |  | PD | Zone Monitor
281615 |  | PD | Relays
281615 |  | PD | Map Interface
281615 |  | PD | Map Display
281615 |  | PD | Transponders
281615 |  | PD | Dual Zone Processors
281615 |  | PD | Enclosures for Dual Zone Processors
281615 |  | PD | Termination/Splice Kits
281615 |  | PD | Interconnection cable
281615 |  | PD | Sensor Cables
281615 |  | PD | Non-Sensitized Coaxial Cable
281615 |  | PD | Multi-Conductor Cable
281615 |  | PD | Gate Bypass Switch
281615 |  | PD | NEMA 4 Enclosures
281615 |  | PD | Junction Boxes
281615 |  | PD | Sensor Cable Ties
281615 |  | PD | Rigid Steel Conduit and Fittings
281615 |  | PD | Tags
281615 |  | PD | Nameplates
281615 |  | QCS | Copy of license for installing Security Systems
281615 |  | QCS | Installers’ Qualifications Data
281615 |  | QCS | Company Field Advisor Data
281615 |  | QCS | Test Report: Existing system test report
281615 |  | CCS | System acceptance test report | F
281615 |  | CCS | Certificate: Affidavit, signed by the Company Field Advisor and notarized, certifying that the system meets the contract requirements and is operating properly | F
281615 |  | CCS | Operation and Maintenance Data: Deliver 2 copies | F
281618 |  |  | MODIFICATIONS TO TAUT WIRE FENCE AND ALARM SYSTEM
281618 |  | PACK | Submit the shop drawings, product data, samples, and quality control submittals specified below at the same time as a package
281618 |  | SD | Composite wiring and/or schematic diagrams of the modifications to the existing system as proposed to be installed (standard diagrams will not be accepted).
281618 |  | PD | Bill of materials
281618 |  | PD | Detailed description of system operation (format similar to DESCRIPTION OF EXISTING SYSTEM).
281618 |  | PD | Name, address and telephone number of nearest fully equipped service organization
281618 |  | PD | Sensors
281618 |  | PD | Slider Post Accessories
281618 |  | PD | Anchor Post Accessories
281618 |  | PD | Information Cable
281618 |  | PD | Movement Transfer Wires
281618 |  | PD | Steel Posts and Single Outriggers
281618 |  | PD | Chain Link Fabric
281618 |  | PD | Rails, Post Tops and Accessories
281618 |  | PD | Concrete
281618 |  | PD | Markers
281618 |  | PD | Nameplates
281618 |  | QCS | Installers’ Qualifications Data
281618 |  | QCS | Company Field Advisor Data
281618 |  | QCS | Test Report: Existing system test report
281618 |  | CCS | Test Report: System acceptance test report | F
281618 |  | CCS | Certificate: Affidavit, signed by the Company Field Advisor and notarized, certifying that the system meets the contract requirements and is operating properly | F
281618 |  | CCS | Operation and Maintenance Data: Deliver 2 copies | F
281618 |  | CCS | Spare Parts: Thirty AVP-1 sensor switches (2 wire). | F
281618 |  | CCS | Spare Parts: One reel of 1000 feet of barbed, movement transfer wire | F
281618 |  | CCS | Spare Parts: Thirty breakway connecting strips. | F
281618 |  | CCS | Spare Parts: Thirty tensioners. | F
281618 |  | CCS | Spare Parts: Thirty link rods | F
281618 |  | CCS | Spare Parts: One end-of-line module. | F
281618 |  | CCS | Spare Parts: Ten 60 inch length, intermediate spirals. | F
281618 |  | CCS | Spare Parts: Twenty 48 inch length, intermediate spirals | F
281650 |  |  | SYSTEMS PROGRAMMING COMPUTER
281650 |  | PD | Data proving that the programming computer being proposed can perform the programming functions associated with the related systems
281650 |  | PD | Systems Programming Computer
281650 |  | CCS | Operation and Maintenance Data: Deliver 2 copies | F
282301 |  |  | PERIMETER SURVEILLANCE CCTV SYSTEM
282301 |  | PACK | Submit the shop drawings, product data and quality control submittals specified below at the same time as a package
282301 |  | SD | Composite wiring and/or schematic diagrams of the complete system as proposed to be installed (standard diagrams will not be accepted), including video signal integrity equipment, etc. required for a complete system.
282301 |  | SD | Scale drawings showing mounting of camera station components.
282301 |  | SD | Details of camera station poles and bases
282301 |  | SD | Scale drawings showing location and mounting of components to be mounted in the main security console.
282301 |  | PD | Bill of materials
282301 |  | PD | Detailed description of system operation (format similar to SYSTEM DESCRIPTION).
282301 |  | PD | State number of video inputs and outputs used specifically for this project and number of video inputs and outputs available for future use if system is expanded to maximum capacity.
282301 |  | PD | Name, address and telephone number of nearest fully equipped service organization
282301 |  | PD | Television Central Processing Unit
282301 |  | PD | Alarm Interface Unit
282301 |  | PD | Signal Distribution Unit
282301 |  | PD | Keyboard Control Unit
282301 |  | PD | Video Cassette Recorders
282301 |  | PD | Monitors
282301 |  | PD | Optical Fiber Bi-directional Receiver
282301 |  | PD | Optical Fiber Receiver Rack
282301 |  | PD | Console Rack
282301 |  | PD | Camera Stations (Outdoor) Type O-FFLL (Outdoor-Fixed Focal Length Lens)
282301 |  | PD | Camera Stations (Outdoor) Type O-Z/P/T (Outdoor-Zoom/Pan/Tilt)
282301 |  | PD | Camera Station Poles
282301 |  | PD | Mounting BracketRemote Monitor/Control Jack Stations
282301 |  | PD | Mobile Monitor/Control Jack Stations
282301 |  | PD | Mobile Video Cabinet
282301 |  | PD | Surge Suppressors
282301 |  | PD | Wiring
282301 |  | PD | Connectors
282301 |  | PD | Video Signal Integrity Equipment
282301 |  | PD | Markers and Nameplates
282301 |  | PD | Concrete Bases
282301 |  | PD | Accessories
282301 |  | QCS | Copy of license for installing Security Systems
282301 |  | QCS | Design Data: Certified data from the manufacturer of the camera station poles proving that the deflection rate will not exceed the specified limits
282301 |  | QCS | Installer's Qualifications Data
282301 |  | QCS | Company Field Advisor Data
282301 |  | CCS | Video tape test recordings (scenes). | F
282301 |  | CCS | System acceptance test report. | F
282301 |  | CCS | Certificate: Affidavit, signed by the Company Field Advisor and notarized, certifying that the system meets the contract requirements and is operating properly | F
282301 |  | CCS | Operation and Maintenance Data: Deliver 2 copies | F
282301 |  | CCS | Spare Parts: One camera with zoom lens for outdoor camera station | F
282301 |  | CCS | Spare Parts: One camera with fixed focal length lens for outdoor camera station | F
282301 |  | CCS | Spare Parts: One outdoor camera housing with accessories | F
282301 |  | CCS | Spare Parts: One R/D control unit | F
282301 |  | CCS | Spare Parts: One pan/tilt unit (outdoor). | F
282301 |  | CCS | Spare Parts: One video input module for TVCPU | F
282301 |  | CCS | Spare Parts: One video output module for TVCPU. | F
282301 |  | CCS | Spare Parts: 3 of each size fuse. | F
282301 |  | CCS | Spare Parts: 100 two hour cassettes for VCR | F
282301 |  | CCS | Spare Parts: One of each type optical fiber bi-directional transmitter | F
282301 |  | CCS | Spare Parts: One of each type optical fiber bi-directional receiver. | F
282301 |  | CCS | Spare Parts: One optical fiber bi-directional transmitter power supply. | F
282302 |  |  | CCTV SYSTEM - SPECIAL HOUSING UNIT
282302 |  | PACK | Submit the shop drawings, product data, and quality control submittals specified below at the same time as a package
282302 |  | SD | Composite wiring and/or schematic diagrams of the complete system as proposed to be installed (standard diagrams will not be acceptable), including video signal integrity equipment, etc. required for a complete system.
282302 |  | SD | Scale drawings showing mounting of camera station components.
282302 |  | SD | Scale drawings of central monitoring console and guard stations showing location and mounting of components
282302 |  | PD | Bill of materials
282302 |  | PD | Detailed description of system operation (format similar to SYSTEM DESCRIPTION).
282302 |  | PD | State number of video inputs and outputs used specifically for this project and number of video inputs and outputs available for future use if system is expanded to maximum capacity.
282302 |  | PD | Name, address and telephone number of nearest fully equipped service organization
282302 |  | PD | Television Central Processing Unit
282302 |  | PD | Switcher Follower Unit
282302 |  | PD | Video Distribution Amplifiers
282302 |  | PD | Keyboard Control Unit
282302 |  | PD | Video Cassette Recorders
282302 |  | PD | Monitors
282302 |  | PD | Audio Equipment
282302 |  | PD | Central Monitoring Console Rack
282302 |  | PD | SHU Guard Station Console Rack
282302 |  | PD | Camera Stations (Outdoor) - Type O-FFLL
282302 |  | PD | Camera Stations (Indoor) - Type I-FFLL
282302 |  | PD | Wall Mount Bracket (Outdoor
282302 |  | PD | Surge Suppressors
282302 |  | PD | Cables - Video
282302 |  | PD | Cables - Audio
282302 |  | PD | Connectors
282302 |  | PD | Video Signal Integrity Equipment
282302 |  | PD | CCTV Interconnection Cabinets
282302 |  | PD | Markers and Nameplates
282302 |  | PD | Station Locators
282302 |  | PD | Mobile VCR Cart
282302 |  | PD | Accessories
282302 |  | QCS | Copy of license for installing Security Systems
282302 |  | QCS | Installers Qualifications Data
282302 |  | QCS | Company Field Advisor Data
282302 |  | CCS | System acceptance test report | F
282302 |  | CCS | Certificate: Affidavit, signed by the Company Field Advisor and notarized, certifying that the system meets the contract requirements and is operating properly | F
282302 |  | CCS | Operation and Maintenance Data: Deliver 2 copies | F
282302 |  | CCS | Phtographs | F
282302 |  | CCS | Service Availability: A fully equipped service organization capable of guaranteeing response time within 8 hours to service calls shall be available 24 hours a day, 7 days a week to service the completed system. | F
282302 |  | CCS | Spare Parts: One camera with fixed focal length lens for outdoor camera station | F
282302 |  | CCS | Spare Parts: One camera with fixed focal length lens for indoor camera station for each different lens used | F
282302 |  | CCS | Spare Parts: One outdoor camera housing with accessories | F
282302 |  | CCS | Spare Parts: 3 indoor camera housings with accessories | F
282302 |  | CCS | Spare Parts: One video input module | F
282302 |  | CCS | Spare Parts: One video output module | F
282302 |  | CCS | Spare Parts: 3 of each size fuse | F
282302 |  | CCS | Spare Parts: 100 one hour cassettes for VCR | F
282303 |  |  | CCTV SYSTEM - CORRIDOR AND STAIRS
282303 |  | PACK | Submit the shop drawings, product data, and quality control submittals specified below at the same time as a package
282303 |  | SD | Composite wiring and/or schematic diagrams of the complete system as proposed to be installed (standard diagrams will not be accepted), including interface equipment, video signal integrity equipment, etc. required for a complete system.
282303 |  | SD | Scale drawings showing mounting of camera station components
282303 |  | SD | Scale drawings of security console showing location and mounting of components which are to be mounted in the main security console
282303 |  | PD | Detailed description of system operation (format similar to SYSTEM DESCRIPTIONS).
282303 |  | PD | State number of video inputs and outputs used specifically for this project and number of video inputs and outputs available for future use if system is expanded to maximum capacity
282303 |  | PD | Name, address and telephone number of nearest fully equipped service organization.
282303 |  | PD | Television Central Processing Unit
282303 |  | PD | System Expansion Unit
282303 |  | PD | Alarm Interface Unit
282303 |  | PD | Keyboard Control Unit
282303 |  | PD | Sequential Switcher
282303 |  | PD | Monitors
282303 |  | PD | Console Rack
282303 |  | PD | Camera Stations (Indoor) Type I-FFLL
282303 |  | PD | Cable - Video
282303 |  | PD | Connectors
282303 |  | PD | Video Signal Integrity Equipment
282303 |  | PD | Markers and Nameplates
282303 |  | PD | Accessories
282303 |  | QCS | Copy of license for installing Security Systems
282303 |  | QCS | Installers’ Qualifications Data
282303 |  | QCS | Company Field Advisor Data
282303 |  | CCS | Video tape test recordings (scenes). | F
282303 |  | CCS | System acceptance test report | F
282303 |  | CCS | Certificate: Affidavit, signed by the Company Field Advisor and notarized, certifying that the system meets the contract requirements and is operating properly | F
282303 |  | CCS | Operation and Maintenance Data: Deliver 2 copies | F
282303 |  | CCS | Service Availability: A fully equipped service organization capable of guaranteeing reasonable time within 8 hours to service calls shall be available 24 hours a day, 7 days a week to service the completed system. | F
282303 |  | CCS | Spare Parts: One camera with fixed focal length lens for each different lens used | F
282303 |  | CCS | Spare Parts: One video input module | F
282303 |  | CCS | Spare Parts: One video output module | F
282303 |  | CCS | Spare Parts: 3 of each size fuse | F
282303 |  | CCS | Spare Parts: One camera housing. | F
282304 |  |  | INDOOR AND OUTDOOR SURVEILLANCE CCTV SYSTEM
282304 |  | PACK | Submit the shop drawings, product data, and quality control submittals specified below at the same time as a package
282304 |  | SD | Composite wiring and/or schematic diagrams of the complete system as proposed to be installed (standard diagrams will not be accepted), including interface equipment, video signal integrity equipment, etc. required for a complete system.
282304 |  | SD | Scale drawings showing mounting of camera station components
282304 |  | SD | Details of camera station poles and bases
282304 |  | SD | Scale drawings of security console showing location and mounting of components
282304 |  | PD | Bill of materials
282304 |  | PD | Detailed description of system operation (format similar to SYSTEM DESCRIPTION).
282304 |  | PD | State number of video inputs and outputs used specifically for this project and number of video inputs and outputs available for future use if system is expanded to maximum capacity
282304 |  | PD | Name, address and telephone number of nearest fully equipped service organization
282304 |  | PD | Television Central Processing Unit
282304 |  | PD | Central Monitoring Console Equipment
282304 |  | PD | Switcher Follower Unit
282304 |  | PD | System Expansion Unit
282304 |  | PD | Alarm Interface Unit
282304 |  | PD | Video Motion Detectors
282304 |  | PD | Video Distribution Amplifiers
282304 |  | PD | Signal Distribution Unit
282304 |  | PD | Keyboard Control Unit
282304 |  | PD | Video Cassette Recorders
282304 |  | PD | Monitors
282304 |  | PD | Microphone/Speaker Units
282304 |  | PD | Amplifier
282304 |  | PD | Microphone and Speaker
282304 |  | PD | Central Monitoring Console Rack
282304 |  | PD | Camera Stations (Outdoor) - Type O-FFLL
282304 |  | PD | Camera Stations (Outdoor) - Type O-Z/P/T
282304 |  | PD | Camera Stations (Indoor) - Type I-FFLL
282304 |  | PD | Camera Stations (Indoor) - Type I-Z/P/T
282304 |  | PD | Camera Station Poles
282304 |  | PD | Wall Mount Bracket
282304 |  | PD | Surge Suppressors
282304 |  | PD | Outdoor and Underground Cables - Type VDO
282304 |  | PD | Outdoor and Underground Cables - Type TVB
282304 |  | PD | Outdoor and Underground Cables - Type CTRL
282304 |  | PD | Indoor Cables - Type VSC
282304 |  | PD | Indoor Cables - Type CTRL-I
282304 |  | PD | Indoor Cables - Audio Cables
282304 |  | PD | Connectors
282304 |  | PD | Video Signal Integrity Equipment
282304 |  | PD | CCTV Interconnection Cabinets
282304 |  | PD | Markers and Nameplates
282304 |  | PD | Station Locators
282304 |  | PD | Concrete Bases
282304 |  | PD | Accessories
282304 |  | QCS | Copy of license for installing Security Systems
282304 |  | QCS | Design Data: Certified data from the manufacturer of the camera station poles proving that the deflection rate will not exceed the specified limits
282304 |  | QCS | Installers’ Qualifications Data
282304 |  | QCS | Company Field Advisor Data
282304 |  | CCS | Video tape test recordings (scenes). | F
282304 |  | CCS | System acceptance test report | F
282304 |  | CCS | Certificate: Affidavit, signed by the Company Field Advisor and notarized, certifying that the system meets the contract requirements and is operating properly | F
282304 |  | CCS | Operation and Maintenance Data: Deliver 2 copies | F
282304 |  | CCS | Photographs of completed Work | F
282304 |  | CCS | Service Availability: A fully equipped service organization capable of guaranteeing response time within 8 hours to service calls shall be available 24 hours a day, 7 days a week to service the completed system. | F
282304 |  | CCS | Spare Parts: One camera with zoom lens and control for outdoor camera station | F
282304 |  | CCS | Spare Parts: One camera with zoom lens and control for indoor camera station | F
282304 |  | CCS | Spare Parts: One camera with fixed focal length lens for outdoor camera station | F
282304 |  | CCS | Spare Parts: One camera with fixed focal length lens for indoor camera station. | F
282304 |  | CCS | Spare Parts: One outdoor camera housing with accessories | F
282304 |  | CCS | Spare Parts: One indoor camera housing with accessories | F
282304 |  | CCS | Spare Parts: One R/D control unit | F
282304 |  | CCS | Spare Parts: One pan/tilt unit (outdoor). | F
282304 |  | CCS | Spare Parts: One pan/tilt unit (indoor). | F
282304 |  | CCS | Spare Parts: One video input module. | F
282304 |  | CCS | Spare Parts: One video output module. | F
282304 |  | CCS | Spare Parts: 3 of each size fuse. | F
282304 |  | CCS | Spare Parts: 100 one hour cassettes for VCR. | F
282305 |  |  | CCTV SYSTEM
282305 |  | PACK | Submit the shop drawings, product data, and quality control submittals specified below at the same time as a package
282305 |  | SD | Composite wiring and/or schematic diagrams of the complete system as proposed to be installed (standard diagrams will not be accepted), including interface equipment, video signal integrity equipment, etc. required for a complete system
282305 |  | SD | Scale drawings showing mounting of camera station components
282305 |  | SD | Scale drawings of console showing location and mounting of components
282305 |  | PD | Bill of Materials
282305 |  | PD | Detailed description of system operation (format similar to SYSTEM DESCRIPTION).
282305 |  | PD | State number of video inputs and outputs used specifically for this project and number of video inputs and outputs available for future use if system is expanded to maximum capacity
282305 |  | PD | Name, address and telephone number of nearest fully equipped service organization.
282305 |  | PD | Television Central Processing Unit
282305 |  | PD | Controller Follower Unit
282305 |  | PD | Sixteen Channel Video Multiplexer
282305 |  | PD | Video Cassette Recorders
282305 |  | PD | Monitors
282305 |  | PD | Optical Fiber Bi-directional Receiver
282305 |  | PD | Optical Fiber Receiver Rack
282305 |  | PD | Camera Stations (Outdoor) - Type O-Z/P/T
282305 |  | PD | Wall Mount Bracket
282305 |  | PD | Surge Suppressors
282305 |  | PD | Wiring
282305 |  | PD | Connectors
282305 |  | PD | Video Signal Integrity Equipment
282305 |  | PD | Camera Junction Box
282305 |  | PD | Mobile Viedo Cabinet
282305 |  | PD | Video Cassettes
282305 |  | PD | Markers and Namplates
282305 |  | PD | Accessories
282305 |  | QCS | Installers’ Qualifications Data
282305 |  | QCS | Company Field Advisor Data
282305 |  | CCS | Video tape test recordings (scenes). | F
282305 |  | CCS | System acceptance test report | F
282305 |  | CCS | Certificate: Affidavit, signed by the Company Field Advisor and notarized, certifying that the system meets the contract requirements and is operating properly | F
282305 |  | CCS | Operation and Maintenance Data: Deliver 2 copies | F
282305 |  | CCS | Spare Parts: One camera with zoom lens and control for outdoor camera station | F
282305 |  | CCS | Spare Parts: One outdoor camera housing with accessories | F
282305 |  | CCS | Spare Parts: One R/D control unit. | F
282305 |  | CCS | Spare Parts: One pan/tilt unit (outdoor). | F
282305 |  | CCS | Spare Parts: One OFBDT | F
282305 |  | CCS | Spare Parts: One OFBDR | F
282305 |  | CCS | Spare Parts: 3 of each size fuse | F
282305 |  | CCS | Spare Parts: 10 E-200 video cassettes for VCR | F
282315 |  |  | MODIFICATIONS TO PERIMETER SURVEILLANCE CCTV SYSTEM
282315 |  | PACK | Submit the shop drawings, product data, and quality control submittals specified below at the same time as a package.
282315 |  | SD | Composite wiring and/or schematic diagrams of the modifications as proposed to be installed (standard diagrams will not be accepted).
282315 |  | SD | Scale drawings showing mounting of camera station components.
282315 |  | SD | Details of camera station poles and bases
282315 |  | SD | Scale drawings showing location and mounting of components to be mounted in the main security console.
282315 |  | PD | Bill of materials
282315 |  | PD | Detailed description of completed system operation
282315 |  | PD | Name, address and telephone number of nearest fully equipped service organization
282315 |  | PD | Modules for camera and monitor bays
282315 |  | PD | Modules for TVCPU
282315 |  | PD | Monitors
282315 |  | PD | Alarm Interface Unit
282315 |  | PD | Optical Fiber Bi-directional Receivers
282315 |  | PD | Camera Stations (Outdoor) - Type O-Z/P/T
282315 |  | PD | Camera Station Poles
282315 |  | PD | Mounting Bracket
282315 |  | PD | Surge Suppressors
282315 |  | PD | Connectors
282315 |  | PD | Video Signal Integrity Equipment
282315 |  | PD | Markers and Nameplates
282315 |  | PD | Concrete Bases
282315 |  | PD | Accessories
282315 |  | QCS | Copy of license for installing security systems
282315 |  | QCS | Design Data
282315 |  | QCS | Installers’ Qualifications Data
282315 |  | QCS | Company Field Advisor Data
282315 |  | QCS | Test Report: Existing system test report
282315 |  | CCS | Video tape test recordings (scenes). | F
282315 |  | CCS | System acceptance test report | F
282315 |  | CCS | Certificate: Affidavit, signed by the Company Field Advisor and notarized, certifying that the system meets the contract requirements and is operating properly | F
282315 |  | CCS | Operation and Maintenance Data: Deliver 2 copies | F
282315 |  | CCS | Spare Parts: One camera with zoom lens and control for outdoor camera station. | F
282315 |  | CCS | Spare Parts: One outdoor camera housing with accessories | F
282315 |  | CCS | Spare Parts: One R/D control unit | F
282315 |  | CCS | Spare Parts: One pan/tilt unit (outdoor). | F
282315 |  | CCS | Spare Parts: One video input module for TVCPU. | F
282315 |  | CCS | Spare Parts: One video output module for TVCPU | F
282315 |  | CCS | Spare Parts: 3 of each size fuse | F
282315 |  | CCS | Spare Parts: One optical fiber bi-directional transmitter | F
282315 |  | CCS | Spare Parts: One optical fiber bi-directional receiver | F
282315 |  | CCS | Spare Parts: One optical fiber bi-directional transmitter power supply | F
282315 |  | CCS | Spare Parts: Two 9 inch monitors | F
282315 |  | CCS | Spare Parts: Three 5 inch monitors | F
283101 |  |  | PROTECTED PREMISES FIRE ALARM SYSTEM
283101 |  | PACK | Submit the shop drawings, product data, and quality control submittals specified and a Company Field Advisor Letter
283101 |  | PD | Preliminary Submittal: Existing System Test Report
283101 |  | SD | Composite wiring and/or schematic diagrams of the complete system as proposed to be installed (standard diagrams will not be acceptable).
283101 |  | SD | Interconnection details between new system and existing sub-systems
283101 |  | SD | Interconnection details between system and future direct Digital Building Control System
283101 |  | PD | Bill of materials
283101 |  | PD | Detailed description of system operation. Format similar to SYSTEM DESCRIPTION
283101 |  | PD | Sample procedure, programming and print-out for alarm, acknowledgment, and system reset.
283101 |  | PD | Total electrical load of the complete system in supervisory and alarm conditions
283101 |  | PD | Statement from the Company producing the system, for each size and type of single conductor and multiconductor cable proposed for use, indicating that the electrical characteristics meet the requirements of the Company.
283101 |  | PD | Data from the Company furnishing the products, proving that detection devices that receive their power from the initiating device circuit or a signaling line circuit of a fire alarm control unit are UL listed for use with the control unit
283101 |  | PD | Detailed description of procedure proposed to test individual initiating devices
283101 |  | PD | Name, address and telephone number of nearest fully equipped service organization
283101 |  | PD | State grade and number of leased telephone lines required for use with modem units
283101 |  | PD | Response time index comparison between the elevator hoistway and machine room heat detecting devices and sprinkler heads proving that the heat detecting devices will respond and will cause elevator power shutdown prior to sprinkler operation
283101 |  | PD | Network
283101 |  | PD | Fire Alarm Control Panels
283101 |  | PD | Remote Auxiliary Power Supplies
283101 |  | PD | Remote Addressable Network Modules
283101 |  | PD | Remote Annunciator/Control Centers
283101 |  | PD | Building Manager Alarm Annunciators
283101 |  | PD | Ceiling Mounted Detecting devices - Smoke Detectors
283101 |  | PD | Ceiling Mounted Detecting devices - Heat Detectors
283101 |  | PD | Ceiling Mounted Sensors - Smoke Sensors
283101 |  | PD | Ceiling Mounted Sensors - Heat Sensors
283101 |  | PD | Air Duct Smoke Detectors - Photoelectric Type
283101 |  | PD | Air Duct Smoke Detectors - Remote Alarm Indicator For Use With Air Duct Smoke Detectors
283101 |  | PD | Air Duct Smoke Detectors - Remote Alarm Indicator And Test Switch For Use With Air Duct Smoke Detectors
283101 |  | PD | Air Duct Smoke Sensors - Photoelectric Type
283101 |  | PD | Air Duct Smoke Sensors - Remote Alarm Indicator For Use With Air Duct Smoke Sensors
283101 |  | PD | Air Duct Smoke Sensors - Remote Alarm Indicator And Test Switch For Use With Air Duct Smoke Sensors
283101 |  | PD | Flame Detecting Devices
283101 |  | PD | Explosion Proof Rate-of-Rise/Fixed Temperature Heat Detectors
283101 |  | PD | Projected Beam Type Detectors (Non-Addressable)
283101 |  | PD | Manual Fire Alarm Boxes
283101 |  | PD | Combination Audible/Visible Appliances - Wall Mounted
283101 |  | PD | Visible Appliances - Wall Mounted
283101 |  | PD | Audible Appliances - Wall Mounted
283101 |  | PD | Master Transmitter for Municipal Connection
283101 |  | PD | Digital Alarm Communicator Transmitter
283101 |  | PD | Digital Alarm Communicator Receiver
283101 |  | PD | Modem Units
283101 |  | PD | Electromagnetic Door Hold-Open Devices
283101 |  | PD | Sprinkler Valve Supervisory Switches
283101 |  | PD | Tamper Switches
283101 |  | PD | Waterflow Switch, Vane Type
283101 |  | PD | Pull Station Protective Shield
283101 |  | PD | Protective Grid for Bells
283101 |  | PD | Steel Web Guards
283101 |  | PD | Terminal Strip Cabinets
283101 |  | PD | Power-Limited Fire Alarm Circuit Conductors
283101 |  | PD | Non-Power-Limited Fire Alarm Circuit Conductors
283101 |  | PD | Metal-Clad Cable
283101 |  | PD | Fire Alarm Circuit Integrity (CI) Cable
283101 |  | PD | MI Cable
283101 |  | PD | Other 2-hour Fire Resistive Cables
283101 |  | PD | Procedure Sign
283101 |  | PD | Code Locator
283101 |  | PD | Alarm Notification Locator
283101 |  | PD | Floor Locator
283101 |  | PD | Wiring Diagram
283101 |  | PD | Nameplates
283101 |  | PD | Fire Alarm Signs
283101 |  | PD | Manual Fire Alarm Box Signs
283101 |  | PD | Markers
283101 |  | PD | Accessories
283101 |  | PD | Fire Extinguisher
283101 |  | QCS | Copy of license required by New York State General Business Law Article 6-D for installing Fire Alarm Systems
283101 |  | QCS | Company Field Advisor Data
283101 |  | QCS | Outline of Onsite Training Programs Required of Company Field Advisor
283101 |  | CCS | System acceptance test report | F
283101 |  | CCS | Certificates: Affidavit, signed by the Company Field Advisor and notarized, certifying that the system meets the contract requirements and is operating properly | F
283101 |  | CCS | Certificates: NFPA Record of Completion | F
283101 |  | CCS | Operation and Maintenance Data: Deliver 2 copies | F
283101 |  | CCS | Service Availability: A fully equipped service organization capable of guaranteeing response time within 8 hours to service calls shall be available 24 hours a day, 7 days a week to service the completed Work | F
283101 |  | CCS | Spare Parts: 50 percent spare of each type fuse | F
283101 |  | CCS | Spare Parts: 30 percent spare of each type lamp (except LED type). | F
283101 |  | CCS | Spare Parts: 10 percent spare of each type initiating device | F
283101 |  | CCS | Spare Parts: 10 percent spare of each type notification appliance | F
283101 |  | CCS | Spare Parts: 10 percent spare of each type protective device | F
283101 |  | CCS | Spare Parts: Printer paper (2 cases, 3200 sheets per case for fanfold style printer). | F
283101 |  | CCS | Spare Parts: Four ribbons for printer | F
283101 |  | CCS | Spare Parts: Twelve rolls of paper for strip printer. | F
283101 |  | CCS | Spare Parts: Four snap-in ribbon cassettes for strip printer | F
283101 |  | CCS | Spare Parts: Two tools to remove and install each type and size of vandal resistant fastener | F
283101 |  | CCS | Spare Parts: Twenty-four code locator cards (minimum size 5 x 8 inches) with the codes and location associated with each code imprinted thereon. | F
283101 |  | CCS | Spare Parts: Twenty-four card holders for code locator cards | F
283102 |  |  | PROTECTED PREMISES FIRE ALARM/EMERGENCY COMMUNICATION SYSTEM
283102 |  | PACK | Submit the shop drawings, product data, and quality control submittals specified with Company Field Advisor Letter
283102 |  | SD | Composite wiring and/or schematic diagrams of the complete system as proposed to be installed (standard diagrams will not be acceptable).
283102 |  | SD | Scaled floor plans and elevation drawings showing location of the FCS, and location of all other major components associated with the system
283102 |  | SD | Scaled drawings of the FCS showing layout of, and indicating the function of each switch, button, lamp, and accessory
283102 |  | SD | Full color architectural rendering of the FCS from a perspective viewpoint, demonstrating that its layout, design, style, materials and colorings will complement the architectural surroundings in which the FCS is to be installed
283102 |  | SD | Scaled drawings of each RA/CC showing layout of, and indicating the function of each annunciator module, switch module, and accessory.
283102 |  | SD | Interconnection details between new system and existing sub-systems
283102 |  | SD | Interconnection details between system and future direct Digital Building Control System
283102 |  | PD | Bill of materials
283102 |  | PD | Detailed description of system operation. Format similar to SYSTEM DESCRIPTION
283102 |  | PD | Sample procedure, programming and print-out for alarm, acknowledgment, and system reset
283102 |  | PD | Total electrical load of the complete system in supervisory and alarm conditions
283102 |  | PD | Statement from the Company producing the system, for each size and type of single conductor and multiconductor cable proposed for use, indicating that the electrical characteristics meet the requirements of the Company.
283102 |  | PD | Data from the Company furnishing the products, proving that detection devices that receive their power from the initiating device circuit or a signaling line circuit of a fire alarm control panel are UL listed for use with the control panel
283102 |  | PD | Detailed description of procedure proposed to test individual initiating devices
283102 |  | PD | Name, address and telephone number of nearest fully equipped service organization
283102 |  | PD | State grade and number of leased telephone lines required for use with modem units
283102 |  | PD | Response time index comparison between the elevator hoistway and machine room heat detecting devices and sprinkler heads proving that the heat detecting devices will respond and will cause elevator power shutdown prior to sprinkler operation
283102 |  | PD | Fire Alarm Control Panel/Interconnected Control Units
283102 |  | PD | Fire Command Station
283102 |  | PD | Remote Auxiliary Power Supplies
283102 |  | PD | Remote Addressable Network Modules
283102 |  | PD | Remote CRT/Keyboard
283102 |  | PD | Remote CRT
283102 |  | PD | Remote Printer (Fan Fold Style)
283102 |  | PD | Remote Annunciator/Control Centers
283102 |  | PD | Building Manger Alarm Annunciators
283102 |  | PD | Fire Warden Remote Floor Communication Station Telephones
283102 |  | PD | Fire Service Jacks and Telephones
283102 |  | PD | Ceiling Mounted Detectors (Non-Addressable, Non-Intelligent) - Smoke Detectors
283102 |  | PD | Ceiling Mounted Detectors (Non-Addressable, Non-Intelligent) - Heat Detectors
283102 |  | PD | Ceiling Mounted Sensors (Intelligent, Addressable, Analog) - Smoke Sensors
283102 |  | PD | Ceiling Mounted Sensors (Intelligent, Addressable, Analog) - Heat Sensors
283102 |  | PD | Air Duct Smoke Detectors (Non-Addressable) - Photoelectric Type
283102 |  | PD | Air Duct Smoke Detectors (Non-Addressable) - Remote Alarm Indicator For Use With Air Duct Smoke Detectors
283102 |  | PD | Air Duct Smoke Detectors (Non-Addressable) - Remote Alarm Indicator And Test Switch For Use With Air Duct Smoke Detectors
283102 |  | PD | Air Duct Smoke Sensors (Intelligent, Addressable, Analog) - Photoelectric Type
283102 |  | PD | Air Duct Smoke Sensors (Intelligent, Addressable, Analog) - Remote Alarm Indicator For Use With Air Duct Smoke Sensors
283102 |  | PD | Air Duct Smoke Sensors (Intelligent, Addressable, Analog) - Remote Alarm Indicator And Test Switch For Use With Air Duct Smoke Sensors
283102 |  | PD | Flame Detecting Devices (Non-Addressable)
283102 |  | PD | Explosion Proof Rate-of-Rise/Fixed Temperature Heat Detectors (Non-Addressable)
283102 |  | PD | Projected Beam Type Detectors (Non-Addressable)
283102 |  | PD | Manual Fire Alarm Boxes
283102 |  | PD | Security (Non-Addressable)
283102 |  | PD | Audible/Visual Appliances
283102 |  | PD | Vibrating Bells
283102 |  | PD | Horns
283102 |  | PD | Chimes
283102 |  | PD | Visual Appliances
283102 |  | PD | Speakers
283102 |  | PD | Guards Tour Station
283102 |  | PD | Master Transmitter for Municipal Connection
283102 |  | PD | Digital Alarm Communicator Transmitter
283102 |  | PD | Digital Alarm Communicator Receiver
283102 |  | PD | Modems
283102 |  | PD | Electromagnetic Door Hold-Open Devices
283102 |  | PD | Sprinkler Valve Supervisory Switches
283102 |  | PD | Tamper Switches
283102 |  | PD | Waterflow Switch, Vane Type
283102 |  | PD | Pull Station Protective Shield
283102 |  | PD | Protective Grid for Bells
283102 |  | PD | Steel Web Guards
283102 |  | PD | Terminal Strip Cabinets
283102 |  | PD | Power-Limited Insulated Conductors
283102 |  | PD | NonPower-Limited Insulated Conductors
283102 |  | PD | Metal-Clad Cable
283102 |  | PD | Fire Alarm Circuit Integrity (CI) Cable
283102 |  | PD | MI Cable
283102 |  | PD | Other 2-Hour Fire Resistive Cables
283102 |  | PD | Procedure Sign
283102 |  | PD | Speaker and Alarm Notification Appliance Locator
283102 |  | PD | Floor Locator
283102 |  | PD | Wiring Diagram
283102 |  | PD | Nameplates
283102 |  | PD | Fire Alarm Signs
283102 |  | PD | Remote Floor Communication Station Telephone Signs
283102 |  | PD | Manual Fire Alarm Box Signs
283102 |  | PD | Markers
283102 |  | PD | Accessories
283102 |  | PD | Fire Extinguisher
283102 |  | QCS | Copy of license required by New York State General Business Law Article 6-D for installing Fire Alarm Systems
283102 |  | QCS | Company Field Advisor Data
283102 |  | QCS | Outline of Onsite Training Programs Required of Company Field Advisor
283102 |  | CCS | System acceptance test report | F
283102 |  | CCS | Certificates: Affidavit, signed by the Company Field Advisor and notarized, certifying that the system meets the contract requirements and is operating properly | F
283102 |  | CCS | Certificates: NFPA Record of Completion. (NFPA 72 Figure 1-6.2.1) | F
283102 |  | CCS | The application program listing for the system as installed at the time of acceptance (disk and hard copy printout). | F
283102 |  | CCS | Operation and Maintenance Data: Deliver 2 copies | F
283102 |  | CCS | Service Availability: A fully equipped service organization capable of guaranteeing response time within 8 hours to service calls shall be available 24 hours a day, 7 days a week to service the completed Work | F
283102 |  | CCS | Spare Parts: 50 percent spare of each type fuse | F
283102 |  | CCS | Spare Parts: 30 percent spare of each type lamp (except LED type). | F
283102 |  | CCS | Spare Parts: 10 percent spare of each type initiating device. | F
283102 |  | CCS | Spare Parts: 10 percent spare of each type notification appliance | F
283102 |  | CCS | Spare Parts: 10 percent spare of each type protective devices | F
283102 |  | CCS | Spare Parts: Printer paper (2 cases, 3200 sheets per case for fanfold style printer). | F
283102 |  | CCS | Spare Parts: Four ribbons for printer | F
283102 |  | CCS | Spare Parts: Two tools to remove and install each type and size of vandal resistant fastener. | F
283103 |  |  | PROPRIETARY FIRE ALARM SYSTEM
283103 |  | PACK | Submit the shop drawings, product data, and quality control submittals specified below at the same time as a package, in conjunction with related Fire Alarm Section(s) with Company Field Advisor Letter
283103 |  | SD | Composite wiring and/or schematic diagrams of the complete system as proposed to be installed (standard diagrams will not be acceptable).
283103 |  | SD | Scaled floor plans and elevation drawings showing location of the PSS, and location of all other major components associated with the system.
283103 |  | SD | Scaled drawings of the PSS showing layout of, and indicating the function of each switch, button, lamp, and accessory.
283103 |  | SD | Scaled drawings of each RA/CC showing layout of, and indicating the function of each annunciator module, switch module, and accessory.
283103 |  | SD | Interconnection details between system and future direct Digital Building Control System
283103 |  | PD | Bill of materials
283103 |  | PD | Detailed description of system operation. Format similar to SYSTEM DESCRIPTION
283103 |  | PD | Sample procedure, programming and print-out for alarm, acknowledgment, and system reset.
283103 |  | PD | Total electrical load of the PSS in supervisory and alarm conditions
283103 |  | PD | Statement from the Company producing the system, for each size and type of single conductor and multiconductor cable proposed for use, indicating that the electrical characteristics meet the requirements of the Company.
283103 |  | PD | Data from the Company furnishing the products, proving that the proposed products, circuits, and wiring diagrams are UL listed (UOJZ).
283103 |  | PD | Name, address and telephone number of nearest fully equipped service organization
283103 |  | PD | Fire Alarm Control Panels (General)
283103 |  | PD | PSS Fire Alarm Control Panel
283103 |  | PD | Proprietary Supervising Station (PSS)
283103 |  | PD | Interconnected Control Units
283103 |  | PD | Remote Addressable Network Modules
283103 |  | PD | Remote CRT/Keyboard
283103 |  | PD | Remote CRT
283103 |  | PD | Remote Printer (Fan Fold Style)
283103 |  | PD | Remote Annunciator/Control Centers
283103 |  | PD | Fire Warden Remote Floor Communication Station Telephones
283103 |  | PD | Guards Tour Stations
283103 |  | PD | Master Transmitter for Municipal Connection
283103 |  | PD | Terminal Strip Cabinets
283103 |  | PD | Underground Cables
283103 |  | PD | Aerial Cables
283103 |  | PD | Procedure Sign
283103 |  | PD | Alarm Notification Appliance Locator
283103 |  | PD | Building Locator
283103 |  | PD | Wiring Diagram
283103 |  | PD | Nameplates
283103 |  | PD | Markers
283103 |  | PD | Accessories
283103 |  | PD | Fire Extinguisher
283103 |  | QCS | Copy of license required by New York State General Business Law Article 6-D for installing Fire Alarm Systems
283103 |  | QCS | Company Field Advisor Data
283103 |  | QCS | Outline of Onsite Training Programs Required of Company Field Advisor
283103 |  | CCS | System acceptance test report | F
283103 |  | CCS | Certificates: Affidavit, signed by the Company Field Advisor and notarized, certifying that the system meets the contract requirements and is operating properly | F
283103 |  | CCS | Certificates: NFPA Record of Completion | F
283103 |  | CCS | The application program listing for the system as installed at the time of acceptance (disk and hard copy printout). | F
283103 |  | CCS | Operation and Maintenance Data: Deliver 2 copies | F
283103 |  | CCS | Service Availability: A fully equipped service organization capable of guaranteeing response time within 8 hours to service calls shall be available 24 hours a day, 7 days a week to service the completed Work | F
283103 |  | CCS | Spare Parts: 50 percent spare of each type fuse | F
283103 |  | CCS | Spare Parts: 30 percent spare of each type lamp (except LED type). | F
283103 |  | CCS | Spare Parts: Printer paper (2 cases, 3200 sheets per case for fanfold style printer). | F
283103 |  | CCS | Spare Parts: Four ribbons for printer | F
283105 |  |  | MODIFICATIONS TO FIRE ALARM SYSTEM
283105 |  | Prelim | Existing system test report
283105 |  | PACK | Submit the shop drawings, product data, and quality control submittals specified below at the same time as a package with Company field Advisor Letter
283105 |  | SD | Composite wiring and/or schematic diagrams of the modifications as proposed to be installed (standard diagrams will not be acceptable).
283105 |  | PD | Bill of materials
283105 |  | PD | Detailed description of completed system operation. Format similar to DESCRIPTION OF COMPLETED SYSTEM.
283105 |  | PD | Include for each system component which utilizes batteries the battery ampere-hour capacity recommended for each component by the Company producing the system, for the specified duration.
283105 |  | PD | Statement from the Company producing the system, for each size and type of single conductor and multiconductor cable proposed for use, indicating that the electrical characteristics meet the requirements of the Company
283105 |  | PD | Data from the Company furnishing the products, proving that detection devices that receive their power from the initiating device circuit or a signaling line circuit of a fire alarm control unit are UL listed for use with the control unit
283105 |  | PD | Detailed description of procedure proposed to test individual initiating devices
283105 |  | PD | Response time index comparison between the elevator hoistway and machine room heat detecting devices and sprinkler heads proving that the heat detecting devices will respond and will cause elevator power shutdown prior to sprinkler operation.
283105 |  | PD | Fire Alarm Control Panels/Interconnected Control Units
283105 |  | PD | Remote Auxiliary Power Supplies
283105 |  | PD | Remote Addressable Network Modules
283105 |  | PD | Remote Annunciator/Control Centers
283105 |  | PD | Fire Warden Remote Floor Communication Station Telephones
283105 |  | PD | Fire Service Jacks and Telephones
283105 |  | PD | Ceiling Mounted Detectors (Non-Addressable, Non-Intelligent) - Smoke Detectors
283105 |  | PD | Ceiling Mounted Detectors (Non-Addressable, Non-Intelligent) - Heat Detectors
283105 |  | PD | Ceiling Mounted Sensors (Intelligent, Addressable, Analog) - Smoke Sensors
283105 |  | PD | Ceiling Mounted Sensors (Intelligent, Addressable, Analog) - Heat Sensors
283105 |  | PD | Air Duct Smoke Detectors (Non-Addressable) - Photoelectric Type
283105 |  | PD | Air Duct Smoke Detectors (Non-Addressable) - Remote Alarm Indicator For Use With Air Duct Smoke Detectors
283105 |  | PD | Air Duct Smoke Detectors (Non-Addressable) - Remote Alarm Indicator And Test Switch For Use With Air Duct Smoke Detector’s
283105 |  | PD | Air Duct Smoke Sensors (Intelligent, Addressable, Analog) - Photoelectric Type
283105 |  | PD | Air Duct Smoke Sensors (Intelligent, Addressable, Analog) - Remote Alarm Indicator For Use With Air Duct Smoke Sensors
283105 |  | PD | Air Duct Smoke Sensors (Intelligent, Addressable, Analog) - Remote Alarm Indicator And Test Switch For Use With Air Duct Smoke Sensors
283105 |  | PD | Flame Detecting Devices (Non-Addressable)
283105 |  | PD | Explosion Proof Rate-of-Rise/Fixed Temperature Heat Detectors (Non-Addressable)
283105 |  | PD | Projected Beam Type Detectors (Non-Addressable)
283105 |  | PD | Manual Fire Alarm Boxes
283105 |  | PD | Security (Non-Addressable) Magnetic Switches
283105 |  | PD | Audible/Visual Appliances
283105 |  | PD | Vibrating Bells
283105 |  | PD | Horns
283105 |  | PD | Chimes
283105 |  | PD | Visual Appliances
283105 |  | PD | Electromagnetic Door Hold-Open Devices
283105 |  | PD | Sprinkler Valve Supervisory Switches
283105 |  | PD | Tamper Switches
283105 |  | PD | Waterflow Switch, Vane Type
283105 |  | PD | Pull Station Protective Shield
283105 |  | PD | Protective Grid for Bells
283105 |  | PD | Steel Web Guards
283105 |  | PD | Terminal Strip Cabinets
283105 |  | PD | Power-Limited Insulated Conductors
283105 |  | PD | Nonpower-Limited Insulated Conductors
283105 |  | PD | Metal-Clad Cable
283105 |  | PD | Fire Alarm Circuit Integrity (CI) Cable
283105 |  | PD | MI Cable
283105 |  | PD | Other 2-Hour Fire Resistive Cables
283105 |  | PD | Procedure Sign
283105 |  | PD | Zone Locator
283105 |  | PD | Code Locator
283105 |  | PD | Alarm Notification Appliance Locator
283105 |  | PD | Nameplates
283105 |  | PD | Fire Alarm Signs
283105 |  | PD | Manual Fire Alarm Box Signs
283105 |  | PD | Markers
283105 |  | PD | Accessories
283105 |  | QCS | Copy of license required by New York State General Business Law Article 6-D for installing Fire Alarm Systems
283105 |  | QCS | Company Field Advisor Data
283105 |  | CCS | System acceptance test report | F
283105 |  | CCS | Certificates: Affidavit, signed by the Company Field Advisor and notarized, certifying that the system meets the contract requirements and is operating properly | F
283105 |  | CCS | Certificates: NFPA Record of Completion (NFPA 72 Figure 1-6.2.1) for the modifications | F
283105 |  | CCS | Operation and Maintenance Data: Deliver 2 copies | F
283105 |  | CCS | Spare Parts: 10 percent spare of each type initiating device | F
283105 |  | CCS | Spare Parts: 10 percent spare of each type notification appliance | F
283105 |  | CCS | Spare Parts: 10 percent spare of each type protective device | F
284601 |  |  | ELECTRONIC DOOR LOCKING AND MONITORING SYSTEM
284601 |  | PACK | Submit the shop drawings, product data, and quality control submittals specified below at the same time as a package
284601 |  | SD | Bill of materials
284601 |  | SD | Composite wiring and/or schematic diagrams of the complete system as proposed to be installed (standard diagrams will not be acceptable).
284601 |  | SD | Total electrical load of the complete system in supervisory and alarm conditions.
284601 |  | SD | Interconnection details between new system and existing fire alarm system.
284601 |  | SD | Detailed description of system operation (format similar to SYSTEM DESCRIPTION).
284601 |  | PD | Name, address and telephone number of nearest fully equipped service organization
284601 |  | PD | Nurses Security Consoles
284601 |  | PD | Remote Intercom Speakers
284601 |  | PD | Secondary Standby Power Supply
284601 |  | PD | Interconnection Equipment
284601 |  | PD | Wiring
284601 |  | PD | Terminal Strip Cabinets
284601 |  | PD | Zone Locators
284601 |  | PD | Zone Labels
284601 |  | PD | Procedure Sign
284601 |  | QCS | Company Field Advisor Data
284601 |  | QCS | Test Report: Existing fire alarm system test report
284601 |  | CCS | Test Report: System acceptance test report | F
284601 |  | CCS | Certificate: Affidavit, signed by the Company field Advisor and notarized, certifying that the system meets the contract requirements and is operating properly | F
284601 |  | CCS | Operation and Maintenance Data: Deliver 2 copies | F
284602 |  |  | DOOR ALARM SYSTEM
284602 |  | PACK | Submit the shop drawings, product data, and quality control submittals specified below at the same time as a package.
284602 |  | SD | Bill of materials
284602 |  | SD | Composite wiring and/or schematic diagrams of the complete system as proposed to be installed (standard diagrams will not be acceptable).
284602 |  | SD | Total electrical load of the complete system in supervisory and alarm conditions
284602 |  | SD | Detailed description of system operation (format similar to SYSTEM DESCRIPTION).
284602 |  | PD | Name, address and telephone number of nearest fully equipped service organization
284602 |  | PD | Control Panel
284602 |  | PD | Magnetic Switches
284602 |  | PD | Remote Audible Alarm Devices
284602 |  | PD | Secondary Standby Power Supply
284602 |  | PD | Terminal Strip Cabinets
284602 |  | PD | Wiring
284602 |  | PD | Zone Locator
284602 |  | PD | Zone Labels
284602 |  | QCS | Company Field Advisor Data
284602 |  | CCS | Test Report: System acceptance test report | F
284602 |  | CCS | Certificate: Affidavit, signed by the Company Field Advisor and notarized, certifying that the system meets the contract requirements and is operating properly | F
284602 |  | CCS | Operation and Maintenance Data: Deliver 2 copies | F
284602 |  | CCS | Service Availability: A fully equipped service organization capable of guaranteeing response time within 24 hours to service calls shall be available to service the completed Work | F
284602 |  | CCS | Spare Parts: 50 percent spare of each type fuse | F
284602 |  | CCS | Spare Parts: 30 percent spare of each type lamp (except LED type). | F
284602 |  | CCS | Spare Parts: 4 spare magnetic switches | F
284603 |  |  | DOOR BUZZER SYSTEM
284603 |  | PACK | Submit the shop drawings, and product data specified below at the same time as a package
284603 |  | SD | Composite wiring and/or schematic diagrams of the complete system as proposed to be installed (standard diagrams will not be acceptable).
284603 |  | PD | Buzzer
284603 |  | PD | Transformer
284603 |  | PD | Cover Plate
284603 |  | PD | Pushbuttons
284603 |  | PD | Wirings

## Div.31
SUBMITTALS FOR APPROVAL |  |  |  | Send to: | Critical Submittals | Contractor's Projected Dates Allow at least 4 weeks for Approval (allows time for any resubmission)
Spec Section | Sub Section | Type | Description | F | Mark "X" for all that apply | Projected Transmittal Date: | Projected Approval Date: | Projected Delivery Date:
F/O
D
310000 |  |  | EARTHWORK
310000 |  |  | Existing Conditions: Submit documentation before earthwork activities begin of existing trees and plantings, adjoining construction, and site improvements that establishes preconstruction conditions that might be misconstrued as damage caused by the Work of this Section.
310000 |  |  | Qualification Data: For qualified testing agency.
310001 |  |  | EARTHWORK MATERIALS
310001 |  | PD | Select Granular Material
310001 |  | PD | Subbase Course Type 2
310001 |  | PD | Selected Fill
310001 |  | PD | Cushion Material
310001 |  | PD | Item B-12
310001 |  | PD | No. 1 Coarse Aggregate
310001 |  | PD | No. 2 Coarse Aggregate
310001 |  | PD | Rip Rap
310001 |  | PD | Rip Rap Bedding Material
310001 |  | PD | Pea Gravel
310001 |  | PD | Topsoil
310001 |  | PD | Sand Leveling Course
310001 |  | PD | Sand for Joints
310001 |  | PD | Soil Mix for Leveling Course
310001 |  | PD | Graded Aggregate
310001 |  | PD | Geotextile - Drainage and Erosion Control
310001 |  | PD | Geotextile - Separation for foundation drains, underdrains, undercuts
310001 |  | PD | Geotextile - Separation/Stabilization beneath pavements and riprap
310001 |  | PD | Geogrids
310001 |  | PD | Extruded-Polystyrene Board Insulation
310001 |  | PD | Molded-Polystyrene Board Insulation
310001 |  | PD | Rigid Cellular Polystyrene Geofoam
310001 |  | PD | Connectors
310001 |  | PD | Warning Tape
310001 |  | PD | Detectable Warning Tape
310001 |  | PD | Crushed Stone, Crushed Gravel, or Screened Gravel (Wastewater)
310001 |  | PD | Sand Filter Material (Wastewater)
310001 |  | SAM | Select Granular Material | F
310001 |  | SAM | Subbase Course Type 2 | F
310001 |  | SAM | Selected Fill | F
310001 |  | SAM | Cushion Material | F
310001 |  | SAM | Item B-12 | F
310001 |  | SAM | Crushed Stone | F
310001 |  | SAM | Riprap | F
310001 |  | SAM | Riprap Bedding Material | F
310001 |  | SAM | Pea Gravel | F
310001 |  | SAM | Topsoil | F
310001 |  | SAM | Sand Leveling Course | F
310001 |  | SAM | Sand for Joints | F
310001 |  | SAM | Soil Mix for Leveling Course | F
310001 |  | SAM | Graded Aggregate | F
310001 |  | SAM | Crushed Stone, Crushed Gravel, or Screened Gravel (Wastewater) | F
310001 |  | SAM | Sand Filter Material (Wastewater) | F
310001 |  | QCS | Qualification Data: For ASTM certified soils testing agency.
310001 |  | QCS | Material Test Reports: For each [on-site] [and] [borrow] soil material proposed for fill and backfill.
310001 |  | QCS | Source Quality-Control Submittals - Subbase Materials: Provide name and location of source and the NYSDOT Source Number. If the material is not being taken from an approved NYSDOT source, the soil laboratory test results for gradation and soundness tests performed by an ASTM certified soils laboratory will be required.
310001 |  | QCS | Source Quality-Control Submittals - Other Aggregates: Provide name and location of source and soil laboratory test results for gradation and soundness tests performed by an ASTM certified soils laboratory.
310001 |  | QCS | Source Quality-Control Submittals - Topsoil: Topsoil used on this project shall be tested by a certified soils laboratory for organic matter, Ph value, and gradation, and must be approved before placement.
310001 |  | QCS | Supplier's Certificate
312316.26 |  |  | ROCK REMOVAL
312316.26 |  | PD | Rock Removal Procedure
312316.26 |  | QCS | Measurement Data for Quantities of Rock Removal
312316.26 |  | QCS | Survey Report: Submit survey report on conditions of buildings near locations of rock removal.
312316.26 |  | QCS | Blasters Qualification Data
312319 |  |  | DEWATERING
312319 |  | SD | Shop Drawings: For dewatering system
312319 |  | QCS | Qualification Data: For [Contractor] [land surveyor] [and] [professional engineer].
312319 |  | QCS | Field quality-control reports
312319 |  | QCS | Existing Conditions Photographs/Recordings
312319 |  | CCS | Record Drawings: Identify locations and depths of capped wells and well points and other abandoned-in-place dewatering equipment. | F
312323.33 |  |  | FLOWABLE FILL
312323.33 |  | EPD | Environmental Product Declaration
312323.33 |  | QCS | Manufacturer's Certificate
312323.33 |  | QCS | Mix Design
312323.33 |  | QCS | Furnish test results to certify flowable fill mix design properties meet or exceed specified requirements.
312323.33 |  | QCS | Delivery Tickets
312323.33 |  | QCS | Qualification Statements: Submit qualifications for supplier.
312500 |  |  | EROSION AND SEDIMENTATION CONTROLS
312500 |  | PD | Rock
312500 |  | PD | Geotextile Fabric
312500 |  | PD | Concrete Materials and Reinforcement
312500 |  | PD | Block, Stone, Aggregate, and Soil Materials
312500 |  | PD | Planting Materials
312500 |  | PD | Pipe Materials
312500 |  | PD | Accessories
312500 |  | QCS | Trained Contractor Documentation
312500 |  | QCS | Mix Design: Submit proposed mix design of each class of concrete
312500 |  | QCS | Test Reports: Indicate certified tests results for precast concrete at manufacturing facility, cast-in-place concrete in field, and granular backfill.
312500 |  | QCS | Manufacturer's Certificate
312500 |  | SAM | Submit two samples or rock, minimum 5 tons each or one-half total project quantity, whichever is smaller. | F
312514.13 |  |  | HYDRAULICALLY-APPLIED EROSION CONTROL
312514.13 |  | PD | Flexible Growth Medium
312514.13 |  | PD | Fertilzier
312514.13 |  | PD | Seed
312514.13 |  | QCS | Certifications: Manufacturer shall submit a letter of certification that the products meets or exceeds all physical property, endurance, performance and packaging requirements.
312514.13 |  | SAM | Sample: One pound of seed in vendor’s unopened package with label and seed analysis. | F
313213.16 |  |  | CEMENT SOIL STABILIZATION
313213.16 |  | PD | Mix Design
313213.16 |  | PD | Curing Seal
313213.16 |  | PD | Geotextile Fabric
313213.16 |  | EPD | Environmental Product Declaration
313213.16 |  | QCS | Manufacturer's Certificate: Certify products meet or exceed specified requirements.
313213.16 |  | LEED | Manufacturer's Certificate: Certify products meet or exceed specified sustainable design requirements.
313213.16 |  | LEED | Product Data Cost
313213.16 |  | SAM | Submit sample of each type of fill in air-tight containers, to testing laboratory in amounts described in Section 310001 Earthwork Materials | F
313600 |  |  | GABIONS
313600 |  | PD | Gabions
313600 |  | PD | Mattresses
313600 |  | PD | Stone Fill
313600 |  | PD | Accessories
315000 |  |  | EXCAVATION SUPPORT AND PROTECTION
315000 |  | SD | For excavation support and protection system. When the proposed excavation exceeds 20’ in depth the shop drawings must be prepared by or under the supervision of a New York State licensed Professional Engineer. | D
315000 |  | SD | Delegated-Design Submittal
315000 |  | PD | Excavation Support and Protection System
315000 |  | QCS | Qualification Data
315000 |  | QCS | Contractor Calculations
315000 |  | QCS | Existing Conditions Photographs/Recordings
315000 |  | CCS | Record Drawings | F
316213 |  |  | PRECAST CONCRETE PILES
316213 |  | SD | Shop Drawings for concrete piles. Prepared by or under the supervision of a qualified Professional Engineer detailing fabrication and lifting devices necessary for handling and driving piles.
316213 |  | SD | Delegated Design Submittal
316213 |  | PD | Forms
316213 |  | PD | Steel Reinforcement
316213 |  | PD | Prestressing Tendons
316213 |  | PD | Pile Accessories
316213 |  | PD | Concrete Mixes
316213 |  | PD | Fabrication
316213 |  | EPD | Environmental Product Declaration
316213 |  | QCS | Qualification Data
316213 |  | QCS | Welding Certificates
316213 |  | QCS | Design Mixes for Each Concrete Mix.
316213 |  | QCS | Material Certificates
316213 |  | QCS | Material Test Reports: For concrete materials.
316213 |  | QCS | Pile-Driving Equipment Data: Include type, make, and rated energy range; weight of striking part of hammer; weight of drive cap; and, type, size, and properties of hammer cushion.
316213 |  | QCS | Static Pile Test Reports
316213 |  | QCS | Pile-Driving Records
316213 |  | QCS | Certified Piles Survey
316213 |  | QCS | Field Quality-Control Reports
316213 |  | QCS | Preinstallation Survey Report
316216 |  |  | STEEL PILES
316216 |  | SD | Shop Drawings: For steel H piles. Show fabrication and installation details for piles, including details of driving points, splices, and pile caps.
316216 |  | PD | Steel H Piles
316216 |  | PD | Pile Accessories
316216 |  | PD | Paint
316216 |  | EPD | Environmental Product Declaration
316216 |  | QCS | Qualification Data
316216 |  | QCS | Welding Certificates
316216 |  | QCS | Mill Test Reports: For [steel H piles] [steel castings] [and] [steel plate], signed by manufacturer.
316216 |  | QCS | Pile-Driving Equipment Data
316216 |  | QCS | Pile Load Testing Plan
316216 |  | QCS | Static Pile Test reports
316216 |  | QCS | Pile-Driving Records
316216 |  | QCS | Certified Pile Survey
316216 |  | QCS | Field quality-control reports.
316216 |  | QCS | Preconstruction Survey
316219 |  |  | TIMBER PILES
316219 |  | SD | Shop Drawings: For timber piles. Show fabrication and installation details for piles, including details of driving shoes, tips or boots, and pile butt protection.
316219 |  | PD | Timber Piles
316219 |  | PD | Pile Accessories
316219 |  | QCS | Qualification Data
316219 |  | QCS | Round timber pile treatment data, including chemical treatment manufacturer's written instructions for handling, storing, installing, and finishing treated material.
316219 |  | QCS | Pile-Driving Equipment Data
316219 |  | QCS | Pile load testing plan.
316219 |  | QCS | Static Pile Test reports
316219 |  | QCS | Pile-Driving Records
316219 |  | QCS | Certified Piles Survey
316219 |  | QCS | Field quality-control reports.
316219 |  | QCS | Material Certificates: For preservative-treated piles. Indicate type of preservative used and net amount of preservative retained.
316219 |  | QCS | Preconstruction Survey
316223 |  |  | COMPOSITE PILES
316223 |  | SD | Shop Drawings for composite piles. Show fabrication and installation details for piles, including splices and tip details.
316223 |  | PD | Steel-Shell Piles
316223 |  | PD | Steel Pipe Piles
316223 |  | PD | Steel Reinforcement
316223 |  | PD | Concrete Materials
316223 |  | PD | Pile Accessories
316223 |  | PD | Paint
316223 |  | PD | Concrete Mixes
316223 |  | PD | Concrete Mixing
316223 |  | QCS | Qualification Data
316223 |  | QCS | Welding certificates
316223 |  | QCS | Design Mixes: For each concrete mix. Include revised mix proportions when characteristics of materials, Project conditions, weather, test results, or other circumstances warrant adjustments.
316223 |  | QCS | Material Certificates: For [steel-shell piles and accessories] [steel pipe piles and accessories] [steel reinforcement] [and] [concrete admixtures].
316223 |  | QCS | Material Test Reports for Concrete Materials.
316223 |  | QCS | Pile-Driving Equipment Data
316223 |  | QCS | Pile load testing plan
316223 |  | QCS | Static Pile Test reports
316223 |  | QCS | Pile-Driving Records
316223 |  | QCS | Certified Piles Survey
316223 |  | QCS | Field quality-control reports.
316223 |  | QCS | Preconstruction Survey
316300 |  |  | BORED PILES
316300 |  | PD | Indicate schedule of footing installation
316300 |  | PD | Concrete Mix Design
316300 |  | PD | Reinforcement
316300 |  | PD | Liner
316300 |  | EPD | Environmental Product Declaration
316300 |  | QCS | Pile and Driving Equipment Data
316300 |  | QCS | Driving Records
316300 |  | CCS | Project Record Document
316316 |  |  | AUGER CAST GROUT PILES
316316 |  | SD | Shop Drawings for auger cast grout piles, prepared by or under the supervision of a qualified Professional Engineer, licensed in the State of New York.
316316 |  | PD | Steel Reinforcement
316316 |  | PD | Concrete Materials
316316 |  | PD | Forms
316316 |  | PD | Design Mixtures: For each grout mixture. Submit alternative design mixtures when characteristics of materials, Project conditions, weather, test results, or other circumstances warrant adjustments.
316316 |  | EPD | Environmental Product Declaration
316316 |  | QCS | Qualification Data for Testing Agency
316316 |  | QCS | Welding Certificates
316316 |  | QCS | Material Certificates
316316 |  | QCS | Equipment Data: Description of drilling and grout-pumping equipment
316316 |  | QCS | Static Pile Test Reports
316316 |  | QCS | Pile Inspection Reports
316316 |  | QCS | Certified Piles Survey
316316 |  | QCS | Field quality-control reports
316316 |  | QCS | Preinstallation Survey Report
316316 |  | CCS | Record Drawings
316316 |  | CCS | Certified Pile Survey
316329 |  |  | DRILLED CONCRETE PIERS AND SHAFTS
316329 |  | SD | Shop Drawings: For concrete reinforcement, detailing fabricating, bending, supporting, and placing.
316329 |  | PD | Steel Reinforcement
316329 |  | PD | Concrete Materials
316329 |  | PD | Steel Casings
316329 |  | PD | Slurry
316329 |  | PD | Design Mixtures: For each concrete mixture. Submit alternative design mixtures when characteristics of materials, Project conditions, weather, test results, or other circumstances warrant adjustments
316329 |  | EPD | Environmental Product Declaration
316329 |  | QCS | Qualification Data
316329 |  | QCS | Welding Certificates
316329 |  | QCS | Material Certificates from Manufacturer
316329 |  | QCS | Material Test Reports
316329 |  | QCS | Field quality-control reports
316329 |  | QCS | Preinstallation Survey Report
316329 |  | CCS | Record drawings

## Div.32
SUBMITTALS FOR APPROVAL |  |  |  | Send to: | Critical Submittals | Contractor's Projected Dates Allow at least 4 weeks for Approval (allows time for any resubmission)
Spec Section | Sub Section | Type | Description | F | Mark "X" for all that apply | Projected Transmittal Date: | Projected Approval Date: | Projected Delivery Date:
F/O
D
320116 |  |  | FLEXIBLE PAVING REHABILITATION
320116 |  | PD | Asphalt Rejuvenating Agent
320116 |  | PD | Asphalt Emulsion
320116 |  | PD | Ashpalt Filler
320116 |  | PD | Geotextiles
320116 |  | PD | Asphalt Top Course
320116 |  | PD | Equipment List
320116 |  | PD | Procedures Schedule
320116 |  | EPD | Environmental Product Declaration
320116 |  | LEED | Manufacturer's Certificate
320116 |  | LEED | Product Cost Data
320126 |  |  | RIGID PAVING REHABILITATION
320126 |  | PD | Blasting Agent
320126 |  | PD | Cleaning Agent
321216 |  |  | ASPHALT PAVING
321216 |  | PD | Aggregates
321216 |  | PD | Asphalt Materials
321216 |  | PD | Aphalt Cement Tack Coat
321216 |  | PD | Asphalt Designs: Certification, by authorities having jurisdiction, of approval of each asphalt design proposed for the Work.
321216 |  | PD | Asphalt Designs: Batch plant name, NYSDOT Plant Number, and location of asphalt plant for each asphalt design proposed for the Work.
321216 |  | PD | Asphalt Mix Design Test results that are less than 6 months old for each mix proposed for the Work.
321216 |  | EPD | Environmental Product Declaration
321216 |  | SAM | Paving Geotextile
321216 |  | QCS | Qualification Data
321216 |  | QCS | Material Delivery Tickets for Pavement Materials
321216 |  | QCS | Field Quality-Control Reports
321313 |  |  | CONCRETE PAVING
321313 |  | PD | Design Mixtures: For each concrete paving mixture. Include alternate design mixtures when characteristics of materials, Project conditions, weather, test results, or other circumstances warrant adjustments.
321313 |  | PD | Forms
321313 |  | PD | Steel Reinforcement
321313 |  | PD | Concrete Materials
321313 |  | PD | Fiber Reinforcement
321313 |  | PD | Curing Materials
321313 |  | PD | Related Materials
321313 |  | EPD | Environmental Product Declaration
321313 |  | QCS | Qualification Data
321313 |  | QCS | Material Certificates
321313 |  | QCS | Data: Name and Location of batch plant for concrete paving
321313 |  | QCS | Ready-Mix-Concrete Manufacturer Qualifications
321373 |  |  | CONCRETE PAVING JOINT SEALANTS
321373 |  | PD | Cold-Applied Joint Sealants
321373 |  | PD | Hot-Applied Joint Sealants
321373 |  | PD | Cold-Applied, Fuel-Resistant Joint Sealants
321373 |  | PD | Hot-Applied, Fuel-Resistant Joint Sealants
321373 |  | PD | Joint-Sealant Backer Materials
321373 |  | PD | Primers
321373 |  | PD | Paving-Joint-Sealant Schedule
321373 |  | QCS | Qualification Data: For Installer
321373 |  | QCS | Product Certificates: For each type of joint sealant and accessory.
321400 |  |  | UNIT PAVING
321400 |  | PD | Pavers
321400 |  | PD | Birtuminous Setting Materials
321400 |  | PD | Mortar and Grout Materials
321400 |  | PD | Edge Restraints
321400 |  | PD | Sieve Analyses: For aggregate setting-bed materials, according to ASTM C136.
321400 |  | EPD | Environmental Product Declaration
321400 |  | QCS | Qualification Data: For Installer.
321400 |  | QCS | Adhesion and compatibility test reports from latex-additive manufacturer for mortar and grout containing latex additives.
321443 |  |  | POROUS UNIT PAVING
321443 |  | PD | Pavers
321443 |  | PD | Edge Restraints
321443 |  | PD | Geotextiles
321443 |  | EPD | Environmental Product Declaration
321443 |  | LEED | Sustainable Design Submittal: Environmental Product Declaration (EPD): For each product
321443 |  | QCS | Qualifiation Data: For Installer.
321443 |  | QCS | Material Certificates: For Unit Pavers.
321443 |  | QCS | Product Test Reports: Based on evaluation of comprehensive tests performed by a qualified testing agency, for unit pavers, indicating compliance with requirements.
321613 |  |  | CONCRETE CURBS AND GUTTERS
321613 |  | PD | Forms
321613 |  | PD | Concrete Materials
321613.23 |  | PD | Fiber Reinforcement
321613 |  | PD | Curing Materials
321613 |  | PD | Related Materials
321613 |  | PD | Design Mixtures: For each concrete paving mixture. Include alternate design mixtures when characteristics of materials, Project conditions, weather, test results, or other circumstances warrant adjustments. | D
321613 |  | EPD | Environmental Product Declaration
321613 |  | QCS | Qualification Data
321613 |  | QCS | Material Certificates from Manufacturer
321613 |  | QCS | Data: Name and location of batch plant for concrete paving
321613 |  | QCS | Ready-Mix-Concrete Manufacturer Qualifications
321613.23 |  |  | PRECAST CONCRETE AND GRANITE CURBING
321613.23 |  | PD | Precast Concrete Curbs
321613.23 |  | PD | Granite Curbs
321613.23 |  | EPD | Environmental Product Declaration
321613.23 |  | QCS | Product Test Reports: For precast concrete curbs, include test data for freezing and thawing according to ASTM C67.
321723 |  |  | PAVEMENT MARKINGS
321723 |  | PD | Paint
321723 |  | SAM | For each exposed product and for each color and texture specified; on rigid backing, 8 inches square. | F
321723 |  | QCS | Certification: Affidavit by the paint applicator, certifying that the materials comply with the current regulatory requirements in effect at the time products were delivered and applied.
321724 |  |  | ATHLETIC TRACK LINE MARKING
321724 |  | SD | Color layout plan.
321724 |  | PD | Paint
321724 |  | QCS | Certification: After completion of the Work of this Section, furnish written certification by a N.Y. State Licensed Engineer or Land Surveyor that all athletic track lines and markings were applied in accordance with the current rules of the NFHS (National Federation of State High School Associations).
321725 |  |  | PAVEMENT GAME LINE MARKING
321725 |  | PD | Paint
321725 |  | SAM | Paint: One pint, each type. Include the manufacturer’s label with product analysis. | F
321725 |  | QCS | Certification: After completion of the Work of this Section, furnish written certification by a N.Y. State licensed Engineer or Land Surveyor that all athletic field track lines were applied in accordance with the current Rules of the NCAA.
321726 |  |  | TACTILE WARNING SURFACING
321726 |  | PD | Detectable Warning Tiles
321726 |  | PD | Detectable Warning Unit Pavers
321726 |  | PD | Mortar Setting Bed
321726 |  | PD | Accessories
321726 |  | SAM | Samples: For each type of exposed finish; submit two samples, the same color as the material to be installed, 6 inches x 8 inches minimum. | F
321726 |  | QCS | Maintenance Data: For tactile warning surfacing, to include in maintenance manuals.
323113 |  |  | CHAIN LINK FENCES AND GATES
323113 |  | SD | Complete detailed drawings for each height and style of fence and gate required. Include separate schedule for each listing all materials required and technical data such as size, weight, and finish, to ensure conformance to specifications.
323113 |  | PD | Class B Steel Tubing
323113 |  | PD | STEEL FRAMEWORK (FOR FENCES UP TO 6’-0” HIGH) - End Posts, Corner Posts and Pull Posts
323113 |  |  | STEEL FRAMEWORK (FOR FENCES UP TO 6’-0” HIGH) - Line Posts
323113 |  | PD | STEEL FRAMEWORK (FOR FENCES 6’-1” - 10’-0” HIGH) - End Posts, Corner Posts and Pull Posts
323113 |  | PD | STEEL FRAMEWORK (FOR FENCES 6’-1” - 10’-0” HIGH) - Line Posts
323113 |  | PD | STEEL FRAMEWORK (FOR FENCES 6’-1” - 10’-0” HIGH) - Light Posts
323113 |  | PD | STEEL FRAMEWORK (FOR FENCES 10’-1” - 16’ HIGH) - End Posts, Corner Posts and Pull Posts
323113 |  | PD | STEEL FRAMEWORK (FOR FENCES 10’-1” - 16’ HIGH) - Line Posts
323113 |  | PD | STEEL FRAMEWORK (FOR FENCES 10’-1” - 16’ HIGH) - Light Posts
323113 |  | PD | Steel Fabric
323113 |  | PD | Swing Gate Posts
323113 |  | PD | Swing Gate Frames
323113 |  | PD | Sliding Gate Framework
323113 |  | PD | Swing Gate Hardware
323113 |  | PD | Sliding Gate Hardware
323113 |  | PD | Keying
323113 |  | PD | Rails and Post Braces
323113 |  | PD | Fittings and Post Tops
323113 |  | PD | Stretcher Bars
323113 |  | PD | Metal Bands (for securing stretcher bars)
323113 |  | PD | Wire Ties
323113 |  | PD | Truss Rods
323113 |  | PD | Concrete
323113 |  | PD | Spiral Paper Tubes
323113 |  | PD | Cold Galvanizing Compound
323113 |  | PD | Tension Wire
323113 |  | PD | Angle Beams, I Beams, and Steel Shapes
323113 |  | PD | Bolts and Nuts
323113 |  | PD | Expansion Anchors
323113 |  | PD | Nonshrink, Nonmetallic Grout
323113 |  | PD | Aluminum Slats
323113 |  | PD | Barbed Wire
323113 |  | PD | Five Foot Diameter Security Coils
323113 |  | PD | Thirty Inch Diameter Security Coils
323113 |  | EPD | Environmental Product Declaration
323113 |  | SAM | Fence Fabric
323113 |  | SAM | Fence and Gate Posts
323113 |  | SAM | Miscellaneous Materials and Accessories
323113 |  | QCS | Test Reports: Security coils test procedure report.
323113 |  | QCS | Security Coils Certification: Affidavit by the Company Field Advisor, certifying that the installation of the security coils meets the Contract requirements.
323113 |  | CCS | Extra Materials: Furnish additional 800 feet of 30-inch security coils. Store where directed. Furnish rachet tool and sufficient quantity of stainless steel twistable wire ties for installation of coils by facility personnel. | F
323113.53 |  |  | HIGH-SECURITY CHAIN LINK FENCES AND GATES
323113.53 |  | SD | Shop Drawings: Complete detailed drawings, plans, elevations, sections, details, and attachments to other work for each height and style of fence and gate required. Include separate schedule for each listing all materials required and technical data such as size, weight, and finish, to ensure conformance to specifications.
323113.53 |  | PD | Steel Framework (For Fences Up To 6’-0” High)
323113.53 |  | PD | Steel Framework (For Fences 6’-1” - 10’-0” High)
323113.53 |  | PD | Steel Framework (For Fences 10’-1” - 16’ High)
323113.53 |  | PD | Fence Fabric
323113.53 |  | PD | Swing Gate Posts
323113.53 |  | PD | Swing Gate Frames
323113.53 |  | PD | Sliding Gate Framework
323113.53 |  | PD | Swing Gate Hardware
323113.53 |  | PD | Sliding Gate Hardware
323113.53 |  | PD | Keying
323113.53 |  | PD | Rails and Post Braces
323113.53 |  | PD | Fittings and Post Tops
323113.53 |  | PD | Stretcher Bars
323113.53 |  | PD | Metal Bands (for securing stretcher bars)
323113.53 |  | PD | Wire Ties
323113.53 |  | PD | Truss Rods
323113.53 |  | PD | Concrete
323113.53 |  | PD | Spiral Paper Tubes
323113.53 |  | PD | Cold Galvanizing Compound
323113.53 |  | PD | Tension Wire
323113.53 |  | PD | Steel Angles, Channels, M and S Shapes
323113.53 |  | PD | Bolts and Nuts
323113.53 |  | PD | Expansion Anchors
323113.53 |  | PD | Nonshrink, Nonmetallic Grout
323113.53 |  | PD | Crushed Stone, All Gradations
323113.53 |  | PD | Woven Filter Fabric
323113.53 |  | PD | Grounding Materials
323113.53 |  | PD | Barbed Wire
323113.53 |  | PD | Extension Arms
323113.53 |  | PD | Five Foot Diameter Security Coils
323113.53 |  | PD | Thirty Inch Diameter Security Coils
323113.53 |  | EPD | Environmental Product Declaration
323113.53 |  | SAM | Fence Fabric | D
323113.53 |  | SAM | Fence and Gate Posts | D
323113.53 |  | SAM | Miscellaneous Materials and Accessories | D
323113.53 |  | QCS | Test Reports: Security coils test procedure report.
323113.53 |  | QCS | Security Coils Installation Certification: Letter by the Company Field Advisor stating that the fence company is certified in the installation of the security coils and meets the Contract requirements.
323114 |  |  | GATE SYSTEMS
323114 |  | PACK | Package 1: Quality Assurance Package - Submit within 30 days of contract award
323114 |  | PACK | Package 2: Gate Systems Package - Submit no later than 30 days after receipt of approval of Submittals Package 1
323114 |  | PACK | Package 3: Contract closeout submittals
323114 |  | PD | Sliding Gate Operator System
323114 |  | PD | Type "A" Gate System
323114 |  | PD | Type "B" Gate System
323114 |  | PD | Control Console and Cabinets
323114 |  | PD | Fasteners
323114 |  | PD | Electrical Components for Electric Operating and Locking System and Electric Locking System
323114 |  | PD | Interlocking
323114 |  | PD | Keying
323114 |  | PD | Identification Plates
323114 |  | EPD | Environmental Product Declaration
323114 |  | CCS | Spare Parts: Sliding Gate - One motor | F
323114 |  | CCS | Spare Parts: Sliding Gate - One reduction gear assembly | F
323114 |  | CCS | Spare Parts: Sliding Gate - One full-length chain and repair links | F
323114 |  | CCS | Spare Parts: Sliding Gate - Two of each type limit switch and part kit | F
323114 |  | CCS | Spare Parts: Sliding Gate - One each reversing contact 24V | F
323114 |  | CCS | Spare Parts: Sliding Gate - One each transformer 75Va-24V | F
323114 |  | CCS | Spare Parts: Type “A” Pedestrian Gate - | F
323114 |  | CCS | Spare Parts: Type “A” Pedestrian Gate - | F
323114 |  | CCS | Spare Parts: Type “A” Pedestrian Gate - | F
323114 |  | CCS | Spare Parts: Type “A” Pedestrian Gate - | F
323114 |  | CCS | Spare Parts: Control Panels - One of each type key operated control panel power cut-off switch required. | F
323114 |  | CCS | Spare Parts: Control Panels - One of each type two position selector switch required | F
323114 |  | CCS | Spare Parts: Control Panels - Two of each type three-position selector switch required | F
323114 |  | CCS | Spare Parts: Control Panels - One of each type momentary contact push button required | F
323114 |  | CCS | Spare Parts: Control Panels - Two of each type of indicator lights required | F
323114 |  | CCS | Spare Parts: Control Panels - Two of each type of circuit breakers required | F
323114 |  | CCS | Spare Parts: Control Panels - One of each type of plug-in modular relay required | F
323114 |  | CCS | Spare Parts: Control Panels - One power supply. | F
323114 |  | CCS | Spare Parts: Control Panels - Five of each class J fuses | F
323114 |  | CCS | Hand Tool Maintenance Kit(s) | F
323114 |  | CCS | Required amounts of recommended lubricants for 3 years service | F
323114 |  | CCS | Test Unit that tests and operates the Folger Adam 50 Series or Southern Steel 1050 Series Electric Lock for proper functions | F
323115 |  |  | SLIDING GATE OPERATOR SYSTEM
323115 |  | PACK | Submittals Package 1: Quality Assurance Package
323115 |  | PACK | Submittals Package 2: Sliding Gate Operator System Package. Submit shop drawings and product data at the same time.
323115 |  | PACK | Submittals Package 3: Contract closeout submittals
323115 |  | SD | Show relationship of system with other Work. Include details of all major components. Include parts list showing manufacturers’ names and part numbers for the complete installation
323115 |  | PD | Detailed sequence of operations (format similar to Article 1.03 System Description).
323115 |  | PD | Name, address and telephone number of nearest fully equipped service organization
323115 |  | PD | Sliding Gate Operator System
323115 |  | PD | Control Console
323115 |  | PD | Accessories
323115 |  | PD | Keying
323115 |  | QCS | Test Report: System acceptance test report
323115 |  | QCS | Certificate: Affidavit, signed by the Company Field Advisor and notarized, certifying that the system meets the contract requirements and is operating properly.
323115 |  | QCS | Company Field Advisor Data
323115 |  | CCS | Operation and Maintenance Data: Deliver two copies | F
323115 |  | CCS | Spare Parts: One motor | F
323115 |  | CCS | Spare Parts: One reduction gear assembly. | F
323115 |  | CCS | Spare Parts: One chain | F
323115 |  | CCS | Spare Parts: Two of each type limit switch | F
323115 |  | CCS | Spare Parts: Two of each type circuit breaker | F
323115 |  | CCS | Spare Parts: Two of each type light. | F
323115 |  | CCS | Spare Parts: Special tools if required for the regular maintenance and minor repairs of the system. | F
323115 |  | CCS | Spare Parts: Required amounts of recommended lubricants for 3 years of service | F
323123 |  |  | PLASTIC FENCES AND GATES
323123 |  | SD | Shop Drawings: Show application to project. Machine duplicated copies of Contract Drawings will not be accepted.
323123 |  | PD | Fence
323123 |  | PD | Fence Hardware
323123 |  | PD | Gates
323123 |  | PD | Gate Hardware
323123 |  | PD | Concrete
323123 |  | SAM | Provide a 12-inch long sample of fence board.
323123 |  | SAM | Provide a 12-inch long sample of fence post.
323123 |  | SAM | Provide a sample of each type of fence hardware.
323123 |  | QCS | Provide written certification of the titanium dioxide content of the vinyl used in the fencing system.
323223 |  |  | SEGMENTAL RETAINING WALLS
323223 |  | SD | Delegated-Design Submittal: For segmental retaining walls. Submit detailed design calculations and drawings showing the proposed layout. Delegated design submittals shall be certified by a Professional Engineer registered in the State of New York. | D
323223 |  | PD | Segmental Retaining Wall Units
323223 |  | PD | Pins
323223 |  | PD | Cap Adhesive
323223 |  | PD | Leveling Base
323223 |  | PD | Drainage Fill
323223 |  | PD | Reinforced-Soil Fill
323223 |  | PD | Nonreinforced-Soil Fill
323223 |  | PD | Impervious Fill
323223 |  | PD | Drainage Geotextile
323223 |  | PD | Soil Reinforcement
323223 |  | EPD | Environmental Product Declaration
323223 |  | SAM | For each color and texture of concrete unit specified. Submit [full-size units] [sections of units not less than 3 inches square].
323223 |  | QCS | Qualification Data
323223 |  | QCS | Product Certificates
323223 |  | QCS | Product Test Reports
323223 |  | QCS | Research/Evaluation Reports: For segmental retaining wall units[ and soil reinforcement], from ICC-ES.
323223 |  | QCS | Preconstruction test reports.
323223 |  | QCS | Source quality-control reports.
323223 |  | QCS | Field quality-control reports.
323300 |  |  | SITE FURNISHINGS
323300 |  | PD | Product Schedule: For site furnishings.
323300 |  | PD | Seating
323300 |  | PD | Tables
323300 |  | PD | Bicycle Lockers
323300 |  | PD | Trash Receptacles
323300 |  | PD | Ash Receptacles
323300 |  | PD | Planters
323300 |  | SAM | Samples: For each exposed product and for each color and texture specified.
323300 |  | SAM | Samples for Initial Selection: For units with factory-applied finishes.
323300 |  | SAM | Samples for Verification: For each type of exposed finish, not less than 6-inch- long linear components and 4-inch- square sheet components.
323300 |  | QCS | Material Certificates: For site furnishings manufactured with preservative-treated wood.
323300 |  | CCS | Maintenance Data | F
323300 |  | CCS | Maintenance Material Submittals | F
323313 |  |  | SITE BICYCLE RACKS
323313 |  | SD | Indicate installation details for each bicycle rack.
323313 |  | PD | Bicycle Racks
323313 |  | LEED | Manufacturer's Certificate: Certify that products meet or exceed specified sustainable design requirements
323313 |  | LEED | Product Cost Data
323313 |  | QCS | Manufacturer's Certificate: Certify that products meet or exceed specified requirements.
323313 |  | QCS | Qualifications Statements
323313 |  | CCS | Project Record Documents: Record actual locations of bicycle racks.
327100 |  |  | CONSTRUCTED WETLANDS
327100 |  | PD | Wetland Plants
327100 |  | PD | Wetland Seeds
327100 |  | PD | Wetland Plug Mix
327100 |  | PD | Planting Soil
327100 |  | PD | Mulch
327100 |  | PD | Stakes, Deadmen and Guy Stakes
327100 |  | PD | Guy Wire or Cable
327100 |  | PD | Tree Wrapping
327100 |  | PD | Protective Hose
327100 |  | PD | Tree Wound Paint
327100 |  | PD | Anti-Desiccants
327100 |  | PD | Landscape Fabric
327100 |  | SAM | One pound of seed in Vendor’s unopened package with label and seed analysis
327100 |  | QCS | Worker's Qualifications Data
327100 |  | QCS | Certificates: Seed, plant material, topsoil, pH adjuster, fertilizer, soil conditions, and organic mulch. Prior to delivery of materials, certificates of compliance attesting that materials meet the specified requirements.
329200 |  |  | TURF AND GRASSES
329200 |  | PD | Seed
329200 |  | PD | Turfgrass Sod
329200 |  | PD | Plugs
329200 |  | PD | Fertilizers
329200 |  | PD | Mulches
329200 |  | PD | Erosion-Control Blankets
329200 |  | QCS | Certification of Grass Seed: From seed vendor for each grass-seed monostand or mixture, stating the botanical and common name, percentage by weight of each species and variety, and percentage of purity, germination, and weed seed. Include the year of production and date of packaging.
329200 |  | QCS | Product Certificates: For fertilizers, from manufacturer.
329200 |  | QCS | Pesticides and Herbicides: Product label and manufacturer's application instructions specific to Project.
329200 |  | CCS | Maintenance Data | F
329300 |  |  | PLANTS
329300 |  | PD | List of Plants: At least seven days before plant material is shipped to the Project site, submit a complete itemized list of all plants including the source of supply.
329300 |  | PD | Plant Material
329300 |  | PD | Planting Soil
329300 |  | PD | Fertilizers
329300 |  | PD | Mulches
329300 |  | PD | Weed-Control Barriers
329300 |  | PD | Tree-Stabilization Materials
329300 |  | PD | Landscape Edgings
329300 |  | PD | Tree Grates
329300 |  | PD | Miscellaneous Products
329300 |  | SAM | Sample Warranty: For special warranty.
329300 |  | QCS | Plant Photographs: Include color photographs in digital format of each required species and size of plant material as it will be furnished to Project. Take photographs from an angle depicting true size and condition of the typical plant to be furnished. Include a scale rod or other measuring device in each photograph. For species where more than 20 plants are required, include a minimum of three photographs showing the average plant, the best quality plant, and the worst quality plant to be furnished. Identify each photograph with the full scientific name of the plant, plant size, and name of the growing nursery.
329300 |  | QCS | Qualification Data: For landscape Installer.
329300 |  | QCS | Product Certificates
329300 |  | QCS | Sample Warranty: For special warranty.
329300 |  | CCS | Maintenance Data | F

## Div.33
SUBMITTALS FOR APPROVAL |  |  |  | Send to: | Critical Submittals | Contractor's Projected Dates Allow at least 4 weeks for Approval (allows time for any resubmission)
Spec Section | Sub Section | Type | Description | F | Mark "X" for all that apply | Projected Transmittal Date: | Projected Approval Date: | Projected Delivery Date:
F/O
D
330110.58 |  |  | DISINFECTION OF WATER UTILITY PIPING SYSTEMS
330110.58 |  | PD | Disinfection Procedures | D
330110.58 |  | PD | Submit manufacturer information for proposed chemicals and treatment doses.
330110.58 |  | PD | Disinfection Chemicals
330110.58 |  | QCS | Manufacturer's Certificate
330110.58 |  | QCS | Certify that final water complies with disinfectant quality standards of the New York State Department of Health.
330110.58 |  | QCS | Test and Evaluation Reports
330110.58 |  | QCS | Field Quality-Control Submittals
330110.58 |  | QCS | Qualifications Statements
330110.58 |  | CCS | Disinfection Report | F
330110.59 |  |  | DISINFECTION OF WATER UTILITY STORAGE TANKS
330110.59 |  | PD | Disinfection Procedure
330110.59 |  | PD | Disinfectants
330110.59 |  | QCS | Manufacturer's Certificate
330110.59 |  | QCS | Certify that disinfectants meet or exceed AWWA C652 requirements
330110.59 |  | QCS | Test and Evaluation Reports
330110.59 |  | QCS | Field Quality-Control Submittals
330110.59 |  | QCS | Qualifications Statement
330110.61 |  |  | REPAIRING STEEL WATER STORAGE TANK
330110.61 |  | SD | Show items to be replaced. Indicate size, weight, and spacing of steel members.
330130.11 |  |  | TELEVISION INSPECTION OF SEWERS
330130.11 |  | PD | DVDs
330130.11 |  | PD | USB Drives
330130.11 |  | PD | Inspection Logs
330130.11 |  | PD | Submit specific detailed description of proposed bypass pumping system, including written description of plan addressing schedule, quantity, capacity, and location of pumping equipment.
330130.11 |  | PD | Submit spill plan to address any spills that might occur.
330130.11 |  | QCS | Field Quality-Control Submittals
330130.11 |  | QCS | Qualifications Statement
330130.61 |  |  | PACKER INJECTION GROUTING
330130.61 |  | PD | Grout Sealant
330130.61 |  | QCS | Submit weekly report with daily entries
330130.61 |  | QCS | Manufacturer's Certificate
330130.61 |  | QCS | Field Quality-Control Submittals
330130.61 |  | CCS | Project Record Documents
330130.72 |  |  | CURED-IN-PLACE PIPE LINING
330130.72 |  | SD | Indicate liner dimensions for each pipe size to be relined.
330130.72 |  | SD | Delegated Design Submittals: Submit Shop Drawings signed and sealed by a New York State licensed Director’s Representative with design calculations and assumptions for liner thickness | D
330130.72 |  | SD | Design Calculations: For the rehabilitation of sewers by the inversion and curing of a resin-impregnated tube, submit structural design calculations and specification data sheets listing all parameters used in the liner design and thickness determinations based on Appendix X1 of ASTM F 1216. Calculations shall be stamped and signed by a New York State licensed professional Engineer. | D
330130.72 |  | SAM | Submit [two] samples of liner material in both uncured and cured state.
330130.72 |  | PD | Digital Video Discs (DVDs) or USB Drive
330130.72 |  | PD | Inverted, Resin-Impregnated Tube Pipe Liner
330130.72 |  | PD | Mixes
330130.72 |  | QCS | Manufacturer's Certificate
330130.72 |  | QCS | Test and Evaluation Reports
330130.72 |  | QCS | Source Quality-Control Submittals
330130.72 |  | QCS | Field Quality-Control Submittals
330130.72 |  | QCS | Qualifications Statements
330130.72 |  | CCS | Project Record Documents: Record actual locations of each service connection. | F
330130.79 |  |  | FOLD-AND-FORM PIPE LINING
330130.79 |  | SD | Indicate liner dimensions for each pipe size to be relined.
330130.79 |  | SD | Details of the lining procedure, lining elements and equipment depicting method of installation.
330130.79 |  | SD | Delegated Design Submittals: Submit Shop Drawings signed and sealed by a New York State licensed Director’s Representative with design calculations and assumptions for liner thickness. | D
330130.79 |  | SD | Design Calculations: For the rehabilitation of sewers by the inversion and curing of a resin-impregnated tube, submit structural design calculations and specification data sheets listing all parameters used in the liner design and thickness determinations based on Appendix X1 of ASTM F 1216. | D
330130.79 |  | SAM | Submit [two] samples of liner material.
330130.79 |  | PD | Digital Video Discs (DVDs) or USB Drive
330130.79 |  | PD | Fold-And-Form Pvc Pipe Liner
330130.79 |  | PD | Fold-And-Form Pvc Pipe Liner
330130.79 |  | PD | Mixes
330130.79 |  | QCS | Manufacturer's Certificate
330130.79 |  | QCS | Test and Evaluation Reports: Submit reports certifying that liner material meets ASTM testing standards as specified in this Section. | D
330130.79 |  | QCS | Source Quality-Control Submittals
330130.79 |  | QCS | Field Quality-Control Submittals
330130.79 |  | QCS | Qualifications Statements
330130.79 |  | CCS | Project Record Documents: Record actual locations of each service connection
330130.81 |  |  | REHABILITATION OF MANHOLES
330130.81 |  | SD | Show fabrication details and connections to existing pipes.
330130.81 |  | PD | Manhole Frames and Covers
330130.81 |  | PD | Mortar Mix
330130.81 |  | PD | Glass-Fiber Reinforced Polyester Liners:
330130.81 |  | PD | Grade Extension Rings
330130.81 |  | PD | Polyvinyl Chloride (PVC) Pipe
330130.86 |  |  | MANHOLE RIM ADJUSTMENT
330130.86 |  | PD | Riser Rings
330130.86 |  | QCS | Manufacturer's Certificate
330130.86 |  | CCS | Project Record Documents: Record actual grade-adjusted elevation of manholes | F
330130.91 |  |  | RESTORATION OF MANHOLES
330130.91 |  | PD | Cleaning Material
330130.91 |  | PD | Epoxy Surface Crack Sealer
330130.91 |  | PD | Pressure Injected Urethane Grout
330130.91 |  | PD | Hydraulic Cement
330130.91 |  | PD | Liner Mix
330130.91 |  | PD | External Manhole Chimney Seal
330130.91 |  | QCS | Test Reports: Furnish certified test data issued by an independent testing laboratory, demonstrating that the products submitted comply with the required physical properties
330130.91 |  | QCS | Workers’ Qualifications Data
330505.31 |  |  | HYDROSTATIC TESTING
330505.31 |  | PD | Testing procedures
330505.31 |  | PD | List of test equipment
330505.31 |  | PD | Testing sequence schedule
330505.31 |  | PD | Provisions for disposal of flushing and test water
330505.31 |  | PD | Certification of test gage calibration
330505.31 |  | QCS | Test and Evaluation Reports: Indicate results of piping tests.
330505.31 |  | QCS | Qualifications Statement
330505.33 |  |  | INFILTRATION AND EXFILTRATION TESTING
330505.33 |  | PD | Testing procedures
330505.33 |  | PD | List of test equipment
330505.33 |  | PD | Testing sequence schedule
330505.33 |  | PD | Provisions for disposal of flushing and test water
330505.33 |  | PD | Certification of test gage calibration
330505.33 |  | QCS | Test and Evaluation Reports: Indicate results of manhole and piping tests.
330505.33 |  | QCS | Qualifications Statement
330505.36 |  |  | VACUUM TESTING
330505.36 |  | PD | Testing procedures
330505.36 |  | PD | List of test equipment
330505.36 |  | PD | Testing sequence schedule
330505.36 |  | PD | Provisions for disposal of flushing and test water
330505.36 |  | PD | Certification of test gage calibration
330505.36 |  | QCS | Test and Evaluation Reports: Indicate results of manhole tests.
330505.36 |  | QCS | Qualifications Statement
330505.41 |  |  | AIR TESTING
330505.41 |  | PD | Testing procedures
330505.41 |  | PD | List of test equipment
330505.41 |  | PD | Testing sequence schedule
330505.41 |  | PD | Provisions for disposal of flushing and test water
330505.41 |  | PD | Certification of test gage calibration
330505.41 |  | QCS | Test and Evaluation Reports: Indicate results of piping tests.
330505.41 |  | QCS | Qualifications Statement
330505.43 |  |  | MANDREL TESTING
330505.43 |  | PD | Testing procedures
330505.43 |  | PD | List of test equipment
330505.43 |  | PD | Testing sequence schedule
330505.43 |  | PD | Provisions for disposal of flushing and test water
330505.43 |  | PD | Certification of test gage calibration
330505.43 |  | PD | Deflection mandrel drawings and calculations
330505.43 |  | QCS | Test and Evaluation Reports: Indicate results of piping tests.
330507 |  |  | TRENCHLESS INSTALLATION OF UTILITY PIPING
330507 |  | PACK | Submit the following items at the same time as a package: Written Drilling Procedure and Quality Control Submittal.
330507 |  | SD | Shop Drawings: Indicate details of casing, jacking head, sheeting, and other falsework for trenches and pits, and support for [facility], field sketches, and other details to complete Work; Indicate relationship of proposed installation to [facility] [natural features] over installation, angle of installation, right-of-way lines, and general layout of built facilities; Indicate cross-section(s) from field survey, showing installation in relation to actual profile of [ground] [facility]; Submit description of proposed construction plan, dewatering plan, and plan to establish and maintain vertical and horizontal alignments.
330507 |  | SD | Delegated Design Submittals: Submit signed and sealed Shop Drawings with design calculations and assumptions for tunnel liner. | D
330507 |  | PD | Submit [New York State] [County] [City] [Town] [Village] of <Insert Agency/Municipality> occupancy permit for installations [along] [under] public throughways and lands.
330507 |  | PD | Submit emergency response procedures to handle situations when conduit is compromised and jeopardizes safety or integrity of installation. | D
330507 |  | PD | Submit written report results of [visual check] of entire length of [casing] [liner] prior to installation of [carrier] [concrete invert] to verify that there are no voids or defective joints. | D
330507 |  | PD | Casing And Jacking Pipe
330507 |  | PD | Steel Tunnel Liner
330507 |  | PD | Carrier Pipe
330507 |  | QCS | Welder Certificates
330507 |  | QCS | Field Quality-Control Submittals
330507 |  | QCS | Qualifications Statements
330507 |  | CCS | Reproducible as-built drawings showing dimensions, accurate locations, and depth of burial at 100 ft intervals. Marked-up contract drawings will not be acceptable. | F
330507 |  | CCS | Issue a written report at the conclusion of the installation phase, stating whether or not specifications and approved manufacturer’s installation recommendations. | F
330507.13 |  |  | UTILITY DIRECTIONAL DRILLING
330507.13 |  | SD | Submit technical data for equipment, method of installation, and proposed sequence of construction; Include information pertaining to pits, dewatering, method of spoils removal, and equipment size, capacity, and capabilities, including installing pipe on radius, type of drill bit, drilling fluid, method of monitoring line and grade, detection of surface movement, name plate data for drilling equipment, and mobile spoils removal unit.
330507.13 |  | PD | Identify source of water used for drilling.
330507.13 |  | PD | Submit copy of approvals and permits for use of water source.
330507.13 |  | PD | Submit [New York State] [County] [City] [Town] [Village] of <Insert Agency/Municipality> [Highways] [Public Works] occupancy permit for installations [along] [under] public throughways and lands.
330507.13 |  | PD | Written Drilling Procedure
330507.13 |  | QCS | Manufacturer's Certificate
330507.13 |  | QCS | Field Quality-Control Submittals: Indicate results of Contractor-furnished tests and inspections.
330507.13 |  | QCS | Qualifications Statement
330507.13 |  | QCS | Welder's Certificates
330507.13 |  | QCS | Contractor’s Qualifications Data
330507.13 |  | QCS | Field Supervisor Qualifications Data
330507.13 |  | CCS | Reproducible as-built drawings showing dimensions, accurate locations, and depth of burial at 100 ft intervals. Marked-up contract drawings will not be acceptable. | F
330507.13 |  | CCS | Issue a written report at the conclusion of the installation phase, stating whether or not specifications and approved manufacturer’s installation recommendations. | F
330509.33 |  |  | THRUST RESTRAINT FOR UTILITY PIPING
330509.33 |  | SD | Shop Drawings: Indicate restrained joint details and materials being used; Submit layout drawings showing piece numbers and locations; Indicate restrained joint locations.
330509.33 |  | PD | Tied Joint Restraint Systems
330509.33 |  | SAM | Submit two samples of joint restraint parts.
330509.33 |  | QCS | Manufacturer's Certificate
330509.33 |  | QCS | Qualifications Statement
330509.33 |  | LEED | Manufacturer's Certificate
330509.33 |  | LEED | Product Cost Data
330509.33 |  | CCS | Project Record Documents: Record actual locations of joint restraints. | F
330553 |  |  | IDENTIFICATION FOR UTILITIES PIPING AND EQUIPMENT
330553 |  | SD | Submit list of wording, symbols, letter size, and color-coding for mechanical identification and valve chart and schedule, including valve tag number, location, function, and valve manufacturer's name and model number
330553 |  | PD | Nameplates
330553 |  | PD | Tags
330553 |  | PD | Stencils
330553 |  | PD | Pipe Markers
330553 |  | PD | Ceiling Tacks
330553 |  | PD | Labels
330553 |  | PD | Lockout Devices
330553 |  | SAM | Submit two, tags, labels, pipe markers, and for each size used on Project.
330553 |  | QCS | Manufacturer's Certificate
330553 |  | QCS | Qualifications Statements
330553 |  | CCS | Project Record Documents: Record actual locations of tagged valves; include valve tag numbers. Provide a drawing identifying the locations of all tagged valves and valve numbers. | F
330553 |  | CCS | Extra Stock Materials: Furnish [two] [containers of spray-on adhesive]. | F
330553 |  | CCS | Tools: Furnish special [crimpers] and other devices required for Director’s Representative to re-install tags. | F
330561 |  |  | CONCRETE MANHOLES
330561 |  | SD | Indicate structure locations and elevations
330561 |  | SD | Indicate sizes, elevations, and relative orientations of piping, conduit, penetrations
330561 |  | PD | Concrete Manholes
330561 |  | PD | Frames, Covers, and Grates
330561 |  | PD | Riser Rings
330561 |  | PD | Accessories
330561 |  | PD | Finishes
330561 |  | EPD | Environmental Product Declaration
330561 |  | QCS | Manufacturer's Certificate
330561 |  | QCS | Source Quality-Control Submittals
330561 |  | QCS | Field Quality-Control Submittals
330561 |  | QCS | Qualifications Statement
330561 |  | CCS | Project Record Documents: Record actual locations of manholes and connections, and record invert elevations. | F
330563 |  |  | CONCRETE VAULTS AND CHAMBERS
330563 |  | SD | Indicate vault or chamber locations, elevations, sections, [equipment supports,] [piping,] [conduit,] sizes and elevations of penetrations
330563 |  | SD | Indicate design, construction and installation details, typical reinforcement and additional reinforcement at openings, [for each type, size, and configuration] for each custom type, size, and configuration]
330563 |  | SD | Delegated Design Submittals: Submit Shop Drawings with design calculations and assumptions for custom fabrications. Shop drawings shall be signed and sealed by a professional engineered licensed in New York State. | D
330563 |  | PD | Concrete mix design for each different mix
330563 |  | PD | Precast Concrete Vaults and Chambers
330563 |  | PD | Frames and Covers
330563 |  | PD | Access hatches
330563 |  | PD | Concrete
330563 |  | PD | Admixtures
330563 |  | PD | Concrete Reinforcement
330563 |  | PD | Fabrication
330563 |  | PD | Mixes
330563 |  | PD | Finishes
330563 |  | PD | Accessories
330563 |  | EPD | Environmental Product Declaration
330563 |  | SAM | Submit two precast concrete samples, by inches in size, illustrating finishes exposed to view.
330563 |  | LEED | Manufacturer's Certificate
330563 |  | LEED | Product Cost Data
330563 |  | QCS | Welder Certificates
330563 |  | QCS | Source Quality-Control Submittals
330563 |  | QCS | Field Quality-Control Submittals
330563 |  | QCS | Qualifications Statements
330573 |  |  | POLYETHYLENE MANHOLES
330573 |  | SD | Indicate structure locations and elevations
330573 |  | SD | Indicate sizes and elevations of piping, conduit, penetrations
330573 |  | PD | PE Manholes
330573 |  | PD | Frames and Covers
330573 |  | PD | Accessories
330573 |  | LEED | Manufacturer's Certificate
330573 |  | LEED | Product Cost Data
330573 |  | QCS | Manufacturer's Certificate
330573 |  | QCS | Source Quality-Control Submittals
330573 |  | QCS | Field Quality-Control Submittals
330573 |  | QCS | Qualifications Statement
330573 |  | CCS | Project Record Documents | F
330576 |  |  | FIBERGLASS MANHOLES
330576 |  | SD | Indicate structure locations and elevations.
330576 |  | SD | Indicate sizes elevations, and relative orientation of piping, conduit, penetrations
330576 |  | PD | Fiberglass Manholes
330576 |  | PD | Frames and covers
330576 |  | PD | Accessories
330576 |  | LEED | Manufacturer's Certificate
330576 |  | LEED | Product Cost Data
330576 |  | QCS | Manufacturer's Certificate
330576 |  | QCS | Source Quality-Control Submittals
330576 |  | QCS | Field Quality-Control Submittals
330576 |  | QCS | Qualifications Statement
330576 |  | CCS | Project Record Documents | F
330577 |  |  | FIBERGLASS METERING MANHOLES
330577 |  | SD | Indicate structure locations and elevations.
330577 |  | SD | Indicate sizes and elevations of piping, conduit, and penetrations.
330577 |  | PD | Package Fiberglass Metering Manholes
330577 |  | LEED | Manufacturer's Certificate
330577 |  | LEED | Product Cost Data
330577 |  | QCS | Manufacturer's Certificate
330577 |  | QCS | Source Quality-Control Submittals
330577 |  | QCS | Qualifications Statements
330577 |  | CCS | Project Record Documents | F
330597 |  |  | IDENTIFICATION AND SIGNAGE FOR UTILITIES
330597 |  | PD | Marking Flags
330597 |  | PD | Ribbon Tape
330597 |  | PD | Tracer Wire
330597 |  | PD | Tracer Wire Terminations
330597 |  | SAM | Submit one marking flag, 10 feet of ribbon tape, and 10 feet of trace wire.
330597 |  | QCS | Manufacturer's Certificate
330597 |  | QCS | Qualifications Statement
330597 |  | CCS | Project Record Documents | F
331113 |  |  | POTABLE WATER SUPPLY WELLS
331113 |  | SD | Include diagrams for power, signal, and control wiring.
331113 |  | SD | Setting Drawings: Include templates and directions for installing foundation bolts, anchor bolts, and other anchorages. | D
331113 |  | PD | Well Casings
331113 |  | PD | Grout
331113 |  | PD | Water Well Screens
331113 |  | PD | Pack Materials
331113 |  | PD | Jet Well Pumps
331113 |  | PD | Line-Shaft Well Pumps
331113 |  | PD | Submersible Well Pumps
331113 |  | PD | Motors
331113 |  | QCS | Field Quality-Control Reports
331113 |  | CCS | Operation and Maintenance Data | F
331205 |  |  | DRINKING FOUNTAIN
331205 |  | PD | Drinking Fountain
331413 |  |  | PUBLIC WATER UTILITY DISTRIBUTION PIPING
331413 |  | PD | Water Piping
331413 |  | PD | Tapping Sleeves and Valves
331413 |  | PD | Pipe Supports and Anchoring
331413 |  | PD | Concrete Encasement and Cradles
331413 |  | PD | Accessories
331413 |  | LEED | Manufacturer's Certificate
331413 |  | LEED | Product Cost Data
331413 |  | QCS | Manufacturer's Certificate
331413 |  | QCS | Field Quality-Control Submittals
331413 |  | QCS | Qualifications Statements
331413 |  | CCS | Project Record Documents | F
331416 |  |  | SITE WATER UTILITY DISTRIBUTION PIPING
331416 |  | PD | Piping
331416 |  | PD | Tapping Sleeves and Valves
331416 |  | PD | Valves and Hydrants
331416 |  | PD | Reduced-Pressure Backflow Preventer Assemblies Including Valves
331416 |  | PD | Concrete Encasement and Cradles
331416 |  | PD | Accessories
331416 |  | PD | Protective Enclosures
331416 |  | LEED | Manufacturer's Certificate
331416 |  | LEED | Product Cost Data
331416 |  | QCS | Manufacturer's Certificate
331416 |  | QCS | Field Quality-Control Submittals
331416 |  | QCS | Qualifications Statements
331416 |  | CCS | Project Record Documents | F
331417 |  |  | SITE WATER SERVICE UTILITY LATERALS
331417 |  | PD | Water Piping and Fittings
331417 |  | PD | Corporation Stop Assemblies
331417 |  | PD | Curb Stop Assemblies
331417 |  | PD | Backflow Preventers
331417 |  | PD | Water Meters
331417 |  | LEED | Manufacturer's Certificate
331417 |  | LEED | Product Cost Data
331417 |  | CCS | Project Record Documents | F
331419 |  |  | VALVES AND HYDRANTS FOR WATER UTILITY SERVICE
331419 |  | PD | Valves
331419 |  | PD | Fire Hydrants
331419 |  | PD | Valve Boxes
331419 |  | PD | Accessories
331419 |  | LEED | Manufacturer's Certificate
331419 |  | LEED | Product Cost Data
331419 |  | QCS | Manufacturer's Certificate
331419 |  | QCS | Source Quality-Control Submittals
331419 |  | QCS | Field Quality-Control Submittals
331419 |  | CCS | Project Record Documents | F
331419 |  | CCS | Maintenance Material Submittals | F
331616 |  |  | MULTI-COLUMN ELEVATED STEEL WATER STORAGE TANKS
331616 |  | SD | Tank
331616 |  | SD | Tank Foundation
331616 |  | SD | Submit Shop Drawings with design calculations and assumptions for tank and tank foundation. All Shop Drawings shall be signed and sealed by a licensed engineer in the State of New York. | D
331616 |  | PD | Elevated Water Tank
331616 |  | LEED | Manufacturer's Certificate
331616 |  | LEED | Product Cost Data
|  | QCS | Manufacturer's Certificate
331616 |  | QCS | Source Quality-Control Submittals
331616 |  | QCS | Field Quality-Control Submittals
331616 |  | QCS | Manufacturer Reports
331616 |  | QCS | Qualifications Statements
331616 |  | CCS | Project Record Documents | F
331616 |  | CCS | Maintenance Material Submittals | F
331636 |  |  | GROUND-LEVEL REINFORCED CONCRETE WATER STORAGE TANKS
331636 |  | SD | Indicate details of reinforcing steel, prestress tendons, joint design, concrete mix design, and openings in wall diaphragm.
331636 |  | SD | Indicate reinforcing steel identification marks for each bar.
331636 |  | SD | Indicate precast concrete unit identification marks for each unit.
331636 |  | SD | Delegated Design Submittals: Submit Shop Drawings with design calculations and assumptions for tank and tank foundation. All Shop Drawings shall be signed and sealed by a licensed engineer in the State of New York. | D
331636 |  | PD | Concrete Water Storage Tank
331636 |  | PD | Ductile-Iron Pipe
331636 |  | PD | Accessories
331636 |  | EPD | Environmental Product Declaration
331636 |  | LEED | Manufacturer's Certificate
331636 |  | LEED | Product Cost Data
331636 |  | QCS | Manufacturer's Certificate
331636 |  | QCS | Concrete batch tickets
331636 |  | QCS | Welders' Certificates
331636 |  | QCS | Source Quality-Control Submittals
331636 |  | QCS | Field Quality-Control Submittals
331636 |  | QCS | Manufacturer Reports
331636 |  | QCS | Qualifications Statements
331636 |  | CCS | Project Record Documents | F
331636 |  | CCS | Maintenance Material Submittals | F
331900 |  |  | WATER UTILITY METERING EQUIPMENT
331900 |  | PD | Positive Displacement Meters
331900 |  | PD | Magnetic Flow Meters
331900 |  | PD | Ultrasonic Flow Meters
331900 |  | PD | Venturi Flow Meters
331900 |  | PD | Transmitters
331900 |  | PD | Indicators
331900 |  | PD | Recorders
331900 |  | PD | Integrators
331900 |  | PD | Operation
331900 |  | PD | Meter Boxes
331900 |  | QCS | Manufacturer's Certificate
331900 |  | QCS | Source Quality-Control Submittals
331900 |  | QCS | Field Quality-Control Submittals
331900 |  | QCS | Manufacturer Reports
331900 |  | QCS | Qualifications Statements
331900 |  | CCS | Project Record Documents | F
333100 |  |  | SANITARY SEWERAGE PIPING
333100 |  | PD | Sanitary Sewerage Piping
333100 |  | PD | Manholes
333100 |  | PD | Flexible Couplings
333100 |  | PD | Flexible Pipe Boots For Manhole Pipe Entrances
333100 |  | EPD | Environmental Product Declaration
333100 |  | LEED | Manufacturer's Certificate
333100 |  | LEED | Product Cost Data
333100 |  | QCS | Manufacturer's Certificate
333100 |  | QCS | Source Quality-Control Submittals
333100 |  | QCS | Field Quality-Control Submittals
333100 |  | QCS | Qualifications Statement
333100 |  | CCS | Project Record Documents | F
333123 |  |  | SANITARY SEWERAGE FORCE MAIN PIPING
333123 |  | SD | Indicate piping piece numbers and locations.
333123 |  | SD | Indicate restrained joint locations.
333123 |  | SD | Delegated Design Submittals: Shop Drawings with design calculations and assumptions for restrained joints, including establishing lengths of restrained joint piping required. Shop Drawings shall be signed and sealed by a professional engineer licensed in the State of New York. | D
333123 |  | PD | Force Main
333123 |  | PD | PVC Pipe
333123 |  | PD | Mixes
333123 |  | LEED | Manufacturer's Certificate
333123 |  | LEED | Product Cost Data
333123 |  | QCS | Manufacturer's Certificate
333123 |  | QCS | Field Quality-Control Submittals
333123 |  | QCS | Qualifications Statement
333123 |  | CCS | Project Record Documents | F
333126 |  |  | SANITARY PRESSURE SEWER PIPING
333126 |  | PD | Low-Pressure Sewer Piping
333126 |  | PD | Air Release Valves
333126 |  | PD | Valves
333126 |  | PD | Valve Boxes
333126 |  | LEED | Manufacturer's Certificate
333126 |  | LEED | Product Cost Data
333126 |  | QCS | Manufacturer's Certificate
333126 |  | QCS | Field Quality-Control Submittals
333126 |  | QCS | Qualifications Statement
333126 |  | CCS | Project Record Documents | F
333211 |  |  | FIELD-ERECTED WASTEWATER PUMPING STATIONS
333211 |  | SD | Indicate layout of pumping station at scale
333211 |  | SD | Show size, materials, and components of system.
333211 |  | SD | Indicate basin size, inlet and discharge location, cover dimensions, vent location, lifting davit, winch, rope, cable, location, valve pit and valve locations, pump locations, discharge piping location, junction box locations, guide rail assembly location, level control locations, and ballast support flange dimensions.
333211 |  | SD | Delegated Design Submittals: Submit Shop Drawings with design calculations and assumptions. Shop Drawings shall be signed and sealed by a professional engineer licensed in the State of New York. | D
333211 |  | PD | Basin System
333211 |  | PD | Pumps
333211 |  | PD | Control Panel
333211 |  | PD | Accessories
333211 |  | LEED | Manufacturer's Certificate
333211 |  | LEED | Product Cost Data
333211 |  | QCS | Manufacturer's Certificate
333211 |  | QCS | Source Quality-Control Submittals
333211 |  | QCS | Field Quality-Control Submittals
333211 |  | QCS | Manufacturer Reports
333211 |  | QCS | Qualifications Statements
333211 |  | CCS | Project Record Documents | F
333211 |  | CCS | Maintenance Material Submittals | F
333213 |  |  | PACKAGED WASTEWATER PUMPING STATIONS
333213 |  | SD | Indicate layout of pumping Station as designed by station manufactureur
333213 |  | SD | Indicate size, materials, and components of system.
333213 |  | SD | Indicate basin size, inlet and discharge locations, cover dimensions, vent location, lifting [rope] [cable] location, check valve locations, ball valve locations, pump locations, discharge piping location, wiring diagrams, junction box locations, guide rail assembly location, level control locations, and ballast support flange dimensions.
333213 |  | SD | Delegated Design Submittals: Submit Shop Drawings with design calculations and assumptions. Shop Drawings shall be signed and sealed by a Professional Engineer licensed in the State of New York. | D
333213 |  | PD | Pumping Station
333213 |  | PD | Basins
333213 |  | PD | Pumps
333213 |  | PD | Control Panel
333213 |  | PD | Accessories
333213 |  | LEED | Manufacturer's Certificate
333213 |  | LEED | Product Cost Data
333213 |  | QCS | Manufacturer's Certificate
333213 |  | QCS | Test and Evaluation Reports
333213 |  | QCS | Source Quality-Control Submittals
333213 |  | QCS | Field Quality-Control Submittals
333213 |  | QCS | Manufacturer Reports
333213 |  | QCS | Qualifications Statements
333213 |  | CCS | Project Record Documents | F
333213 |  | CCS | Maintenance Material Submittals | F
333216 |  |  | PACKAGED WASTEWATER GRINDER PUMP ASSEMBLIES
333216 |  | SD | Indicate detailed dimensions for materials and equipment, including pump basins, pumps, piping, controls including wiring schematics, and accessories.
333216 |  | PD | On-Lot Sewage Grinder Pumping Units
333216 |  | PD | Centrifugal Grinder Pumps
333216 |  | PD | Pump Discharge Piping
333216 |  | PD | Pump Basin
333216 |  | PD | Motor
333216 |  | PD | Accessories
333216 |  | LEED | Manufacturer's Certificate
333216 |  | LEED | Product Cost Data
333216 |  | QCS | Manufacturer's Certificate
333216 |  | QCS | Field Quality-Control Submittals
333216 |  | QCS | Manufacturer Reports
333216 |  | QCS | Qualifications Statements
333216 |  | CCS | Project Record Documents | F
333219 |  |  | SEPTIC TANK EFFLUENT PUMPS
333219 |  | SD | Indicate detailed dimensions for materials and equipment, wiring and control diagrams, performance charts and curves, installation and anchoring requirements, fasteners, and other details.
333219 |  | PD | Effluent Pumps
333219 |  | PD | Accessories
333219 |  | LEED | Manufacturer's Certificate
333219 |  | LEED | Product Cost Data
333219 |  | QCS | Manufacturer's Certificate
333219 |  | QCS | Field Quality-Control Submittals
333219 |  | QCS | Qualifications Statements
333219 |  | CCS | Project Record Documents | F
333219 |  | CCS | Maintenance Material Submittals | F
333413.13 |  |  | CONCRETE SEPTIC TANKS
333413.13 |  | SD | Indicate plan, location, and inverts and centerlines of connecting piping
333413.13 |  | PD | Concrete Septic Tanks And Effluent Wet Wells
333413.13 |  | EPD | Environmental Product Declaration
333413.13 |  | LEED | Materials and Resource Characteristics
333413.13 |  | LEED | Product Cost Data
333413.13 |  | QCS | Manufacturer's Certificate
333413.13 |  | QCS | Source Quality-Control Submittals
333413.13 |  | QCS | Field Quality-Control Submittals
333413.13 |  | QCS | Qualifications Statements
333413.13 |  | CCS | Project Record Document | F
333413.23 |  |  | FIBERGLASS SEPTIC TANKS
333413.23 |  | SD | Indicate plan, location, and inverts [and centerlines] of connecting piping
333413.23 |  | PD | FRP Septic Tanks and Effluent Wet Wells
333413.23 |  | LEED | Materials and Resource Characteristics
333413.23 |  | LEED | Product Cost Data
333413.23 |  | QCS | Manufacturer's Certificate
333413.23 |  | QCS | Source Quality-Control Submittals
333413.23 |  | QCS | Field Quality-Control Submittals
333413.23 |  | QCS | Qualifications Statements
333413.23 |  | CCS | Project Record Document | F
333413.33 |  |  | POLYETHYLENE SEPTIC TANKS
333413.33 |  | SD | Indicate plan, location, and inverts and centerlines of connecting piping
333413.33 |  | PD | HDPE Septic Tanks And Effluent Wet Wells
333413.33 |  | LEED | Materials and Resource Characteristics
333413.33 |  | LEED | Product Cost Data
333413.33 |  | QCS | Manufacturer's Certificate
333413.33 |  | QCS | Source Quality-Control Submittals
333413.33 |  | QCS | Field Quality-Control Submittals
333413.33 |  | QCS | Qualifications Statements
333413.33 |  | CCS | Project Record Document | F
333451 |  |  | DRAINAGE FIELD SYSTEM
333451 |  | SD | Indicate plan, location, and inverts of filter field, and inverts [and centerlines] of connecting piping.
333451 |  | PD | Drainage Field Piping
333451 |  | LEED | Manufacturer's Certificate
333451 |  | LEED | Product Cost Data
333451 |  | QCS | Manufacturer's Certificate
333451 |  | QCS | Field Quality-Control Submittals
333451 |  | QCS | Qualification Statements
333451 |  | CCS | Project Record Documents | F
333453 |  |  | DISTRIBUTION CHAMBERS
333453 |  | SD | Indicate plan, location, and inverts [and centerlines] of connecting piping.
333453 |  | PD | Distribution Chamber
333453 |  | PD | Interconnecting Piping
333453 |  | EPD | Environmental Product Declaration
333453 |  | LEED | Manufacturer's Certificate
333453 |  | LEED | Product Cost Data
333453 |  | QCS | Manufacturer's Certificate
333453 |  | QCS | Field Quality-Control Submittals
333453 |  | QCS | Qualification Statements
333453 |  | CCS | Project Record Documents | F
334113 |  |  | FOUNDATION DRAINAGE
334113 |  | SD | Indicate dimensions, layout of piping, high and low points of pipe inverts, gradient of slope between corners and intersections.
334113 |  | PD | Piping
334113 |  | PD | Accessories
334113 |  | EPD | Environmental Product Declaration
334113 |  | LEED | Manufacturer's Certificate
334113 |  | LEED | Product Cost Data
334113 |  | QCS | Manufacturer's Certificate
334113 |  | QCS | Field Quality-Control Submittals
334113 |  | QCS | Qualification Statements
334113 |  | CCS | Project Record Documents | F
334119 |  |  | UNDERSLAB DRAINAGE
334119 |  | SD | Shop Drawings: Indicate dimensions, layout of piping, high and low points of pipe inverts, gradient of slope between corners and intersections, and <________>.
334119 |  | PD | Piping
334119 |  | PD | Accessories
334119 |  | EPD | Environmental Product Declaration
334119 |  | LEED | Manufacturer's Certificate
334119 |  | LEED | Product Cost Data
334119 |  | QCS | Manufacturer's Certificate
334119 |  | QCS | Field Quality-Control Submittals
334119 |  | QCS | Qualification's Statement
334119 |  | CCS | Project Record Documents | F
334200 |  |  | STORMWATER CONVEYANCE
334200 |  | SD | Catch basins, stormwater inlets, and dry wells. Include plans, elevations, sections, details, frames, covers, and grates.
334200 |  | SD | Stormwater Detention Systems: Include plans, elevations, sections, details, frames, covers, design calculations, and concrete design-mix reports.
334200 |  | PD | Corrugated-Steel Pipe And Fittings
334200 |  | PD | ABS Pipe And Fittings
334200 |  | PD | Corrugated-PE Pipe And Fittings
334200 |  | PD | PVC Pipe And Fittings
334200 |  | PD | Concrete Pipe And Fittings
334200 |  | PD | Nonpressure Transition Couplings
334200 |  | PD | Backwater Valves
334200 |  | PD | Cleanouts
334200 |  | PD | Drains
334200 |  | PD | Encasement For Piping
334200 |  | PD | Concrete
334200 |  | PD | Catch Basins
334200 |  | PD | Stormwater Inlets
334200 |  | PD | Stormwater Detention Systems
334200 |  | PD | Pipe Outlets
334200 |  | PD | Dry Wells
334200 |  | PD | Stormwater Disposal Systems
334200 |  | PD | Frames And Covers
334200 |  | EPD | Environmental Product Declaration
334200 |  | QCS | Field quality-control reports.
334213 |  |  | STORMWATER CULVERTS
334213 |  | PD | Pipe Culvert
334213 |  | PD | Pile Support Systems
334213 |  | PD | Concrete Encasement And Cradles
334213 |  | PD | Mixes
334213 |  | PD | Accessories
334213 |  | EPD | Environmental Product Declaration
334213 |  | LEED | Manufacturer's Certificate
334213 |  | LEED | Product Cost Data
334213 |  | QCS | Manufacturer's Certificate
334213 |  | QCS | Field Quality-Control Submittals
334213 |  | QCS | Qualifications Statement
334236 |  |  | STORMWATER TRENCH DRAINS
334236 |  | SD | Indicate critical dimensions, installation and anchoring requirements, and other details.
334236 |  | PD | Trench Drains
334236 |  | EPD | Environmental Product Declaration
334236 |  | QCS | Manufacturer's Certificate
334236 |  | QCS | Source Quality-Control Submittals
334236 |  | QCS | Field Quality-Control Submittals
334236 |  | QCS | Qualifications Statement
334236 |  | CCS | Project Record Documents | F
335216 |  |  | GAS HYDROCARBON PIPING
335216 |  | PD | Natural Gas Piping
335216 |  | PD | Valves
335216 |  | PD | Propane Storage Tanks
335216 |  | EPD | Environmental Product Declaration
335216 |  | LEED | Materials and Resource Characteristics
335216 |  | LEED | Product Cost Data
335216 |  | QCS | Manufacturer's Certificate
335216 |  | QCS | Welder Certificates
335216 |  | QCS | Field Quality-Control Submittals
335216 |  | QCS | Qualifications Statement
335216 |  | CCS | Project Record Documents | F
337116 |  |  | ELECTRICAL POLES
337116 |  | SD | Indicate pole locations and details of pole line construction.
337116 |  | PD | Poles
337116 |  | PD | Cross Arms
337116 |  | PD | Accessories
337116 |  | LEED | Materials and Resource Characteristics
337116 |  | LEED | Product Cost Data
337116 |  | QCS | Manufacturer's Certificate
337116 |  | QCS | Field Quality-Control Submittals
337116 |  | QCS | Qualifications Statement
337116 |  | CCS | Project Record Documents | F
337119 |  |  | ELECTRICAL UNDERGROUND DUCTS, DUCTBANKS, AND MANHOLES
337119 |  | SD | Indicate dimensions, reinforcement, size and locations of openings, and accessory locations for precast manholes.
337119 |  | PD | Interconnected system of encased conduits, ducts, and manholes [handholes] to distribute [medium-voltage power] [, low-voltage power] [, telephone] [, data communications] [, and] <________>.
337119 |  | PD | Medium-Voltage Systems
337119 |  | PD | Low-Voltage Systems
337119 |  | PD | Telephone Systems
337119 |  | PD | Data Communications Systems
337119 |  | PD | Rigid Steel Conduit
337119 |  | PD | Plastic Conduit
337119 |  | PD | Plastic Duct
337119 |  | PD | Reinforced Resin Conduit
337119 |  | PD | Precast Concrete Manholes
337119 |  | PD | Handholes
337119 |  | PD | Accessories
337119 |  | EPD | Environmental Product Declaration
337119 |  | LEED | Materials and Resource Characteristics
337119 |  | LEED | Product Cost Data
337119 |  | QCS | Manufacturer's Certificate
337119 |  | QCS | Source Quality-Control Submittals
337119 |  | QCS | Qualifications Statement
337119 |  | CCS | Project Record Documents | F
337126 |  |  | TRANSMISSION AND DISTRIBUTION EQUIPMENT
337126 |  | PD | Line Hardware
337126 |  | PD | Insulators
337126 |  | PD | Surge Arresters
337126 |  | PD | Cutouts
337126 |  | PD | Line Conductors
337126 |  | QCS | Manufacturer's Certificate
337126 |  | QCS | Field Quality-Control Submittals
337126 |  | QCS | Qualifications Statement
337149.13 |  |  | OVERHEAD MEDIUM-VOLTAGE WIRING
337149.13 |  | PD | Conductors, Connectors, And Splices
337149.13 |  | PD | Wood Poles
337149.13 |  | PD | Concrete Poles
337149.13 |  | PD | Crossarms
337149.13 |  | PD | Guys And Anchors
337149.13 |  | PD | Hardware And Accessories
337149.13 |  | PD | Surge Arresters
337149.13 |  | PD | Cutouts, Switches, And Fuses
337149.13 |  | PD | Distribution Transformers
337149.13 |  | PD | Grounding
337149.13 |  | PD | Primary Metering Equipment
337149.13 |  | QCS | Qualification Data
337149.13 |  | QCS | Material Certificates
337149.13 |  | QCS | Listing Documentation
337149.13 |  | QCS | Design Data
337149.13 |  | QCS | Source-quality control reports
337149.13 |  | QCS | Field quality-control reports
337149.13 |  | CCS | Operation and Maintenance Data | F
337149.13 |  | CCS | Maintenance Material Submittals | F
337173 |  |  | ELECTRICAL UTILITY SERVICES
337173 |  | SD | Submit drawings prepared by Utility Company
337173 |  | PD | Utility Meters
337173 |  | PD | Utility Meter Base
337173 |  | PD | Metering Transformer Cabinet
337173 |  | PD | Overhead Service Rack
337173 |  | PD | Transformer Pad
337173 |  | QCS | Manufacturer's Certificate
337753 |  |  | MEDIUM-VOLTAGE UTILITY RECLOSERS
337753 |  | SD | Time-Current Coordination Curves: Illustrate optimum coordination of protective devices involved in the Work of this Section. | D
337753 |  | PD | Reclosers
337753 |  | PD | Protective Devices
337753 |  | QCS | Source quality-control reports
337753 |  | QCS | Field Quality-control Reports
337753 |  | CCS | Operation and Maintenance Data | F
337753 |  | CCS | Maintenance Material Submittals | F
337900 |  |  | SITE GROUNDING
337900 |  | SD | Indicate layout and installation details of grounding components.
337900 |  | PD | Rod Electrodes
337900 |  | PD | Active Electrodes
337900 |  | PD | Exothermic Connections
337900 |  | PD | Mechanical Connectors
337900 |  | PD | Wire
337900 |  | PD | Grounding Well Components
337900 |  | PD | Accessories
337900 |  | QCS | Manufacturer's Certificate
337900 |  | QCS | Test and Evaluation Reports
337900 |  | QCS | Field Quality-Control Submittals
337900 |  | QCS | Qualifications Statement
337900 |  | CCS | Project Record Documents | F

## Div.34
SUBMITTALS FOR APPROVAL |  |  |  | Send to: | Critical Submittals | Contractor's Projected Dates Allow at least 4 weeks for Approval (allows time for any resubmission)
Spec Section | Sub Section | Type | Description | F | Mark "X" for all that apply | Projected Transmittal Date: | Projected Approval Date: | Projected Delivery Date:
F/O
D
344113 |  |  | TRAFFIC SIGNS
344113 |  | SD | Show shop drawings, not necessarily to scale, but sufficient enough in detail to show color, wording, lettering size and style, overall sign size, construction details and installation details for each type of sign
347113 |  |  | VEHICLE BARRIERS
347113 |  | SD | Indicate plan layout, spacing of components, post foundation dimensions, anchorage, and schedule of components.
347113 |  | PD | Guide Rail Beam
347113 |  | PD | Steel Posts
347113 |  | PD | Wood Posts
347113 |  | PD | Concrete
347113 |  | PD | Hardware
347113 |  | EPD | Environmental Product Declaration
347113 |  | QCS | Preservative Treatment Certificates: Certification by treating plant stating chemicals and process used, net amount of chemical preservative retained, and conformance with specified standards.
347113 |  | LEED | Materials Resources Certificates
347113 |  | LEED | Product Cost Data
347115 |  |  | SITE BOLLARDS
347115 |  | PD | Bollards
347115 |  | PD | Anchors, Fasteners, Fittings, and Hardware
347115 |  | PD | Nonshrink, Nonmetallic Grout
347115 |  | PD | Erosion-Resistant Anchoring Cement
347115 |  | EPD | Environmental Product Declaration
347115 |  | SAM | For each exposed product and for each color and texture specified.
347115 |  | SAM | For units with factory-applied finishes.
347115 |  | SAM | Samples for Verification
347115 |  | CCS | Maintenance Data | F

## Div.35
SUBMITTALS FOR APPROVAL |  |  |  | Send to: | Critical Submittals | Contractor's Projected Dates Allow at least 4 weeks for Approval (allows time for any resubmission)
Spec Section | Sub Section | Type | Description | F | Mark "X" for all that apply | Projected Transmittal Date: | Projected Approval Date: | Projected Delivery Date:
F/O
D

## Div.40
SUBMITTALS FOR APPROVAL |  |  |  | Send to: | Critical Submittals | Contractor's Projected Dates Allow at least 4 weeks for Approval (allows time for any resubmission)
Spec Section | Sub Section | Type | Description | F | Mark "X" for all that apply | Projected Transmittal Date: | Projected Approval Date: | Projected Delivery Date:
F/O
D
400506 |  |  | COUPLINGS, ADAPTERS, AND SPECIALS FOR PROCESS PIPING
400506 |  | SD | Submit list of wording, symbols, letter size, and color coding for pipe identification.
400506 |  | SD | Indicate restrained joint details and materials
400506 |  | SD | Submit layout drawings showing piece numbers and location, indicating restrained joint locations.
400506 |  | SD | Indicate layout of piping systems, including flexible connectors, expansion joints and compensators, loops, offsets, and swing joints.
400506 |  | SD | Delegated Design Submittal: Submit signed and sealed shop drawings with design calculations for Flexible connectors | D
400506 |  | SD | Delegated Design Submittal: Submit signed and sealed shop drawings with design calculations for expansion joints | D
400506 |  | SD | Delegated Design Submittal: Submit signed and sealed shop drawings with design calculations for Pipe Restraints | D
400506 |  | SD | Delegated Design Submittal: Firestopping Engineering Judgements - For conditions not covered by UL- or WH-listed designs, submit judgments by licensed professional engineer suitable for presentation to authority having jurisdiction to accept as meeting fire-protection code requirements. | D
400506 |  | PD | Pipe Penetrations
400506 |  | PD | Flexible Connections
400506 |  | PD | Expansion Joints: Indicate maximum temperature, pressure rating, and expansion compensation.
400506 |  | PD | Pipe Penetrations
400506 |  | PD | Expansion Joints
400506 |  | PD | Expansion Loops
400506 |  | PD | Sleeve-Type Couplings
400506 |  | PD | Insulation
400506 |  | SAM | Submit two samples of joint restraint parts
400506 |  | SAM | Submi two low pressure compensators
400506 |  | QCS | Manufacturer's Certficate
400506 |  | QCS | Welder Certificates
400506 |  | QCS | Field Quality-Control Submittals
400506 |  | QCS | Qualifications Statements
400506 |  | CCS | Project Record Documents | F
400506 |  | CCS | Identify and describe unexpected variations to pipe routing or discovery of uncharted utilities. | F
400507 |  |  | HANGERS AND SUPPORTS FOR PROCESS PIPING
400507 |  | SD | Shop Drawings: Indicate system layout with location, including critical dimensions, sizes, hanger and support locations, and details of trapeze hangers, anchors, and guides.
400507 |  | SD | Delegated Design Submittal: Submit signed and sealed shop drawings with design calculations and assumptions for load carrying capacity of trapeze, multiple pipe, and riser support hangers. | D
400507 |  | SD | Delegated Design Submittal: Submit signed and sealed shop drawings Indicate [sizing methods] [calculations] used to determine load carrying capacity of trapeze, multiple pipe, and riser support hangers | D
400507 |  | PD | Pipe Hangers and Supports
400507 |  | PD | Hanger Rods
400507 |  | PD | Structural attachments
400507 |  | PD | Pipe Guides
400507 |  | PD | Formed-Steel Channel
400507 |  | QCS | Manufacturer's Certificate
400507 |  | QCS | Welder Certificates
400507 |  | QCS | Qualification Statements
400512 |  |  | BRASS PROCESS PIPE
400512 |  | SD | Indicate layout of piping systems, including equipment, critical dimensions, sizes, and materials list.
400512 |  | SD | Delegated Design Submittal: Submit signed and sealed shop drawings with design calculations and assumptions for load carrying capacity of trapeze, multiple pipe, and riser support hangers. | D
400512 |  | SD | Delegated Design Submittal: Submit signed and sealed shop drawings Indicate [sizing methods] [calculations] used to determine load carrying capacity of trapeze, multiple pipe, and riser support hangers | D
400512 |  | PD | Brass and Pipe Fittings
400512 |  | QCS | Manufacturer's Certificate
400512 |  | QCS | Source Quality Control Submittals
400512 |  | QCS | Field Quality Control Submittals
400512 |  | QCS | Qualification Statements
400512 |  | CCS | Project Record Document | F
400517 |  |  | COPPER PROCESS PIPE AND TUBING
400517 |  | SD | Indicate layout of piping systems, including equipment, critical dimensions, sizes, and materials list.
400517 |  | SD | Delegated Design Submittals: Submit signed and sealed Shop Drawings with piping layout and with design calculations and assumptions for pipe sizing methods. | D
400517 |  | PD | Copper Pipe, Tube, and Fittings
400517 |  | PD | Accessories
400517 |  | QCS | Manufacturer's Certificate
400517 |  | QCS | Source Quality-Control Submittals
400517 |  | QCS | Field Quality-Control Submittals
400517 |  | QCS | Qualification Statements
400517 |  | CCS | Project Record Documents | F
400519 |  |  | DUCTILE IRON PROCESS PIPE
400519 |  | SD | Shop Drawings: Indicate layout of piping systems, including equipment, critical dimensions, sizes, and materials lists.
400519 |  | SD | Submit signed and sealed Shop Drawings with design calculations and assumptions for pipe sizing methods and calculations used. | D
400519 |  | PD | Ductile Iron Pipe and Fittings
400519 |  | PD | Accessories
400519 |  | QCS | Manufacturer's Certificate
400519 |  | QCS | Source Quality-Control Submittals
400519 |  | QCS | Field Quality-Control Submittals
400519 |  | QCS | Qualifications Statements | F
400519 |  | CCS | Project Record Documents | F
400523 |  |  | STAINLESS STEEL PROCESS PIPE AND TUBING
400523 |  | SD | Shop Drawings: Indicate layout of piping systems, including equipment, critical dimensions, sizes, and materials lists.
400523 |  | SD | Submit signed and sealed Shop Drawings with piping layout and with design calculations and assumptions for pipe sizing methods. | D
400523 |  | PD | Stainless-Steel Pipe and Fittings
400523 |  | PD | Stainless-Steel Tube and Fittings
400523 |  | PD | Accessories
400523 |  | QCS | Manufacturer's Certificate
400523 |  | QCS | Welder Certificates
400523 |  | QCS | Source Quality-Control Submittals
400523 |  | QCS | Field Quality-Control Submittals
400523 |  | QCS | Qualifications Statements
400523 |  | CCS | Project Record Documents | F
400524 |  |  | STEEL PROCESS PIPE
400524 |  | SD | Shop Drawings: Indicate layout of piping systems, including equipment, critical dimensions, sizes, and materials lists.
400524 |  | SD | Delegated Design Submittal: Submit signed and sealed Shop Drawings with piping layout and with design calculations and assumptions for pipe sizing methods. | D
400524 |  | PD | Steel Pipe and Fittings
400524 |  | PD | Steel Tube and Fittings
400524 |  | PD | Buried Steel Pipe Exterior Lining
400524 |  | PD | Buried Steel Pipe Exterior Lining
400524 |  | PD | Cement-Mortar-Lined Steel Pipe and Fittings
400524 |  | PD | Plastic-Lined Steel Pipe and Fittings
400524 |  | PD | Glass-Lined Steel Pipe and Fittings
400524 |  | PD | Rubber-Lined Steel Pipe and Fittings
400524 |  | PD | Internally Coated Steel Pipe and Fittings
400524 |  | PD | Accessories
400524 |  | EPD | Environmental Product Declaration
400524 |  | QCS | Manufacturer's Certificate
400524 |  | QCS | Welder Certificates
400524 |  | QCS | Source Quality-Control Submittals
400524 |  | QCS | Field Quality-Control Submittals
400524 |  | QCS | Qualifications Statements
400524 |  | CCS | Project Record Documents | F
400531 |  |  | THERMOPLASTIC PROCESS PIPE
400531 |  | SD | Indicate layout of piping systems, including equipment, ciritical dimensions, sizes and materials list
400531 |  | SD | Submit signed and sealed shop drawings with design calculations and assumptions for pipe sizes and sizing methods | D
400531 |  | PD | PVC Pipe, Tube, and Fitting
400531 |  | PD | CPVC Pipe and Fitting
400531 |  | PD | PVDF Pipe, Tube, and Fittings
400531 |  | PD | ABS Pipe and Fittings
400531 |  | PD | PE Pipe, Tube, and Fittings
400531 |  | LEED | Manufacturer's Certificate
400531 |  | LEED | Product Cost Data
400531 |  | QCS | Source Quality-Control Submittals
400531 |  | QCS | Field Quality-Control Submittals
400531 |  | QCS | Qualifications Statements
400531 |  | CCS | Project Record Documents | F
400536 |  |  | FIBERGLASS-REINFORCED PLASTIC PROCESS PIPE
400536 |  | SD | Indicate layout of piping systems, including equipment, critical dimensions, sizes, and materials lists.
400536 |  | SD | Submit signed and sealed Shop Drawings with design calculations and assumptions for pipe sizes and sizing methods. | D
400536 |  | PD | FRP Pressure Pipe and Fittings
400536 |  | PD | Accessories
400536 |  | LEED | Manufacturer's Certificate
400536 |  | LEED | Product Cost Data
400536 |  | QCS | Manufacturer's Certificate
400536 |  | QCS | Source Quality-Control Submittals
400536 |  | QCS | Field Quality-Control Submittals
400536 |  | QCS | Qualification Satements
400536 |  | CCS | Project Record Documents | F
400539.13 |  |  | CONCRETE PRESSURE WATER PIPE
400539.13 |  | PD | Concrete Water Pipe
400539.13 |  | PD | Accessories
400539.13 |  | EPD | Environmental Product Declaration
400539.13 |  | LEED | Manufacturer's Certificate
400539.13 |  | LEED | Product Cost Data
400539.13 |  | QCS | Manufacturer's Certificate
400539.13 |  | QCS | Test and Evaluation Reports
400539.13 |  | QCS | Source Quality-Control Submittals
400539.13 |  | QCS | Field Quality-Control Submittals
400539.13 |  | QCS | Qualification statement
400539.13 |  | CCS | Project Record Documents | F
400539.23 |  |  | CONCRETE GRAVITY AND DRAINAGE PROCESS PIPE
400539.23 |  | PD | Concrete Process and Drainage Piping
400539.23 |  | PD | Manholes
400539.23 |  | EPD | Environmental Product Declaration
400539.23 |  | LEED | Manufacturer's Certificate
400539.23 |  | LEED | Product Cost Data
400539.23 |  | QCS | Manufacturer's Certificate
400539.23 |  | QCS | Source Quality-Control Submittals
400539.23 |  | QCS | Field Quality-Control Submittals
400539.23 |  | QCS | Qualification statement
400539.23 |  | CCS | Project Record Documents | F
400551 |  |  | COMMON REQUIREMENTS FOR PROCESS VALVES
400551 |  | SD | Indicate parts list, materials, sizes, position indicators, limit switches, [control system,] actuator mounting, wiring diagrams, control system schematics
400551 |  | SD | Valve-Labeling Schedule
400551 |  | SD | Certification of Valves Larger Than 12 Inches
400551 |  | SD | Delegated Design Submittals: Submit signed and sealed Shop Drawings with design calculations and assumptions for sizing of control valves. | D
400551 |  | PD | Valves
400551 |  | PD | Valve Actuators
400551 |  | PD | Insulation
400551 |  | LEED | Manufacturer's Certificate
400551 |  | LEED | Product Cost Data
400551 |  | QCS | Source Quality-Control Submittals
400551 |  | QCS | Field Quality-Control Submittals
400551 |  | QCS | Manufacturer's Reports
400551 |  | QCS | Qualification statement
400551 |  | QCS | Manufacturer's Certificate
400551 |  | CCS | Project Record Documents | F
400553 |  |  | IDENTIFICATION FOR PROCESS PIPING
400553 |  | SD | Indicate list of wording, symbols, letter size, and color-coding for mechanical identification and valve chart and schedule.
400553 |  | SD | Indicate valve tag number, location, function, and valve manufacturer's name and model number.
400553 |  | PD | Nameplates
400553 |  | PD | Tags
400553 |  | PD | Stencils
400553 |  | PD | Pipe Markers
400553 |  | PD | Ceiling Tacks
400553 |  | PD | Labels
400553 |  | PD | Lockout Devices
400553 |  | SAM | Submit two tags, labels, pipemarkers and for each size to be used on project
400553 |  | LEED | Manufacturer's Certificate
400553 |  | LEED | Product Cost Data
400553 |  | QCS | Qualification Statement
400553 |  | QCS | Manufacturer's Certificate
400553 |  | CCS | Project Record Documents
400553 |  | CCS | Maintenance Material Submittals
400557 |  |  | ACTUATORS FOR PROCESS VALVES AND GATES
400557 |  | SD | Indicate parts list, materials, sizes, position indicators, limit switches, [control system,] actuator mounting, wiring diagrams, control system schematics[, and] on assembly drawings.
400557 |  | SD | Submit actuator Shop Drawings with [valve] [and] [gate] submittal.
400557 |  | PD | Manual Actuators
400557 |  | PD | Pneumatic Actuators
400557 |  | PD | Electric Motor Actuators
400557 |  | QCS | Manufacturer's Certificate
400557 |  | QCS | Source Quality-Control Submittals
400557 |  | QCS | Field Quality-Control Submittals
400557 |  | QCS | Qualification Statement
400557 |  | CCS | Project Record Documents | F
400559.21 |  |  | ALUMINUM SLIDE GATES
400559.21 |  | SD | Indicate system materials and component equipment.
400559.21 |  | SD | Submit installation and anchoring requirements, fasteners, and other details.
400559.21 |  | SD | Indicate gate identification number, location, service, type, size, design pressure, operator details, stem details, and loads.
400559.21 |  | SD | Delegated Design Submittals: Submit signed and sealed Shop Drawings with design calculations and assumptions for [seating] [unseating] pressure. | D
400559.21 |  | PD | Aluminum Slide Gates
400559.21 |  | PD | Accessories
400559.21 |  | QCS | Manufacturer's Certificate
400559.21 |  | QCS | Source Quality-Control Submittals
400559.21 |  | QCS | Field Quality-Control Submittals
400559.21 |  | CCS | Project Record Documents | F
400559.23 |  |  | STAINLESS STEEL SLIDE GATES
400559.23 |  | SD | Indicate system materials and component equipment.
400559.23 |  | SD | Submit installation and anchoring requirements, fasteners, and other details.
400559.23 |  | SD | Indicate gate identification number, location, service, type, size, design pressure, operator details, stem details, and loads.
400559.23 |  | SD | Delegated Design Submittals: Submit signed and sealed Shop Drawings with design calculations and assumptions for [seating] [unseating] pressure. | D
400559.23 |  | PD | Stainless Steel Slide Gates
400559.23 |  | PD | Accessories
400559.21 |  | QCS | Manufacturer's Certificate
400559.21 |  | QCS | Source Quality-Control Submittals
400559.21 |  | QCS | Field Quality-Control Submittals
400559.21 |  | QCS | Manufacturer's Reports
400559.21 |  | CCS | Project Record Documents | F
400559.26 |  |  | FIBERGLASS-REINFORCED PLASTIC SLIDE GATES
400559.26 |  | SD | Indicate system materials and component equipment.
400559.26 |  | SD | Submit installation and anchoring requirements, fasteners, and other details.
400559.26 |  | SD | Indicate gate identification number, location, service, type, size, design pressure, operator details, stem details, and loads.
400559.26 |  | SD | Delegated Design Submittals: Submit signed and sealed Shop Drawings with design calculations and assumptions for [seating] [unseating] pressure. | D
400559.26 |  | PD | FRP Slide Gates
400559.26 |  | PD | Accessories
400559.26 |  | QCS | Manufacturer's Certificate
400559.26 |  | QCS | Manufacturer's Reports
400559.26 |  | QCS | Qualification Statements
400559.26 |  | QCS | Source Quality-Control Submittals
400559.26 |  | QCS | Field Quality-Control Submittals
400559.26 |  | CCS | Project Record Documents | F
400559.33 |  |  | CAST IRON SLIDE GATES
400559.33 |  | SD | Indicate system materials and component equipment.
400559.33 |  | SD | Submit installation and anchoring requirements, fasteners, and other details.
400559.33 |  | SD | Indicate gate identification number, location, service, type, size, design pressure, operator details, stem details, and loads.
400559.33 |  | SD | Delegated Design Submittals: Submit signed and sealed Shop Drawings with design calculations and assumptions for [seating] [unseating] pressure. | D
400559.33 |  | PD | Cast-Iron Slide Gates
400559.33 |  | PD | Accessories
400559.33 |  | QCS | Manufacturer's Certificate
400559.33 |  | QCS | Manufacturer's Reports
400559.33 |  | QCS | Source Quality-Control Submittals
400559.33 |  | QCS | Field Quality-Control Submittals
400559.33 |  | QCS | Qualification Statements
400559.33 |  | CCS | Project Record Documents: Record actual locations of installed slide gates and components. | F
400565.11 |  |  | ANGLE VALVES
400565.11 |  | PD | Angle Valves
400565.11 |  | QCS | Manufacturer's Certificate
400565.11 |  | QCS | Source Quality-Control Submittals: Indicate results of [shop] [factory] tests and inspections.
400565.11 |  | QCS | Qualification Statements
400565.11 |  | CCS | Project Record Documents: Record actual locations of piping, valves and other appurtenances, connections, and [invert] [centerline] elevations.
400565.13 |  |  | CONE VALVES
400565.13 |  | PD | Cone Valves
400565.13 |  | QCS | Manufacturer's Certificate
400565.13 |  | QCS | Source Quality-Control Submittals: Indicate results of [shop] [factory] tests and inspections.
400565.13 |  | QCS | Qualification Statements
400565.13 |  | CCS | Project Record Documents: Record actual locations of piping, valves and other appurtenances, connections, and [invert] [centerline] elevations.
400565.23 |  |  | SWING CHECK VALVES
400565.23 |  | PD | Swing Check Valves
400565.23 |  | QCS | Manufacturer's Certificate
400565.23 |  | QCS | Source Quality-Control Submittals: Indicate results of [shop] [factory] tests and inspections.
400565.23 |  | QCS | Field Quality-Control Submittals: Indicate results of Contractor-furnished tests and inspections.
400565.23 |  | QCS | Qualification Statements
400565.23 |  | CCS | Project Record Documents: Record actual locations of piping, valves and other appurtenances, connections, and [invert] [centerline] elevations
400565.26 |  |  | TILTING DISC CHECK VALVES
400565.26 |  | PD | Tilting Disc Check Valves
400565.26 |  | QCS | Manufacturer's Certificate
400565.26 |  | QCS | Source Quality-Control Submittals: Indicate results of [shop] [factory] tests and inspections.
400565.26 |  | QCS | Field Quality-Control Submittals: Indicate results of Contractor-furnished tests and inspections.
400565.26 |  | QCS | Qualification Statements
400565.26 |  | CCS | Project Record Documents: Record actual locations of piping, valves and other appurtenances, connections, and [invert] [centerline] elevations.
400565.29 |  |  | DOUBLE-DISK CHECK VALVES
400565.29 |  | PD | Double-Disk Check Valves
400565.29 |  | QCS | Manufacturer's Certificate
400565.29 |  | QCS | Source Quality-Control Submittals: Indicate results of [shop] [factory] tests and inspections.
400565.29 |  | QCS | Field Quality-Control Submittals: Indicate results of Contractor-furnished tests and inspections.
400565.29 |  | QCS | Qualification Statements
400565.29 |  | CCS | Project Record Documents: Record actual locations of piping, valves and other appurtenances, connections, and [invert] [centerline] elevations
400567 |  |  | SPECIALIZED PRESSURE AND FLOW-CONTROL VALVES
400567 |  | PD | Pressure-Reducing Valves
400567 |  | PD | Pressure-Sustaining Valves
400567 |  | QCS | Manufacturer's Certificate
400567 |  | QCS | Source Quality-Control Submittals: Indicate results of [shop] [factory] tests and inspections.
400567 |  | QCS | Field Quality-Control Submittals: Indicate results of Contractor-furnished tests and inspections.
400567 |  | QCS | Qualification Statements
400567 |  | CCS | Project Record Documents: Record actual locations of piping, valves and other appurtenances, connections, and [invert] [centerline] elevations
400567.13 |  |  | REDUCED-PRESSURE ZONE BACKFLOW PREVENTERS FOR PROCESS SERVICE
400567.13 |  | PD | Reduced-Pressure Zone Backflow Preventers
400567.13 |  | QCS | Manufacturer's Certificate
400567.13 |  | QCS | Field Quality-Control Submittals: Indicate results of Contractor-furnished tests and inspections.
400567.13 |  | QCS | Qualification Statements
400567.13 |  | CCS | Project Record Documents: Record actual locations of piping, valves and other appurtenances, connections, and [invert] [centerline] elevations
400567.16 |  |  | DOUBLE CHECK VALVE ASSEMBLY BACKFLOW PREVENTERS FOR PROCESS SERVICE
400567.16 |  | PD | Double Check Valve Backflow Preventers
400567.16 |  | QCS | Manufacturer's Certificate
400567.16 |  | QCS | Field Quality-Control Submittals: Indicate results of Contractor-furnished tests and inspections.
400567.16 |  | QCS | Qualification Statements
400567.16 |  | CCS | Project Record Documents: Record actual locations of double check valve backflow preventers.
400567.23 |  |  | PRESSURE VACUUM BREAKER BACKFLOW PREVENTERS
400567.23 |  | PD | Pressure Vacuum Breaker Backflow Preventers
400567.23 |  | QCS | Manufacturer's Certificate
400567.23 |  | QCS | Field Quality-Control Submittals: Indicate results of Contractor-furnished tests and inspections.
400567.23 |  | QCS | Qualification Statements
400567.23 |  | CCS | Project Record Documents: Record actual locations of pressure vacuum breaker backflow preventers.
400567.26 |  |  | ATMOSPHERIC VACUUM BREAKER BACKFLOW PREVENTERS
400567.26 |  | PD | Atmospheric Vacuum Breaker Backflow Preventers
400567.26 |  | PD | Insulation
400567.26 |  | QCS | Manufacturer's Certificate
400567.26 |  | QCS | Field Quality-Control Submittals: Indicate results of Contractor-furnished tests and inspections.
400567.26 |  | QCS | Qualification Statements
400567.26 |  | CCS | Project Record Documents: Record actual locations of atmospheric vacuum breaker backflow preventers.
400567.29 |  |  | HOSE CONNECTION VACUUM BREAKER BACKFLOW PREVENTERS
400567.29 |  | PD | Hose Connection Vacuum Breakers
400567.29 |  | QCS | Manufacturer's Certificate
400567.29 |  | QCS | Qualification Statements
400567.36 |  |  | PRESSURE-REGULATING VALVES
400567.36 |  | PD | Pressure-Reducing Valves
400567.36 |  | PD | Pressure-Sustaining Valves
400567.36 |  | QCS | Manufacturer's Certificate
400567.36 |  | QCS | Field Quality-Control Submittals: Indicate results of Contractor-furnished tests and inspections.
400567.36 |  | QCS | Qualifications Statement
400567.36 |  | CCS | Project Record Documents: Record actual locations of pressure-regulating valves. | F
400567.39 |  |  | PRESSURE-RELIEF VALVES
400567.39 |  | PD | Pressure-Relief Valves, Weight Loaded
400567.39 |  | PD | Pressure-Relief Valves, Spring Loaded
400567.39 |  | PD | Pressure-Relief Valves, Hydrostatic
400567.39 |  | QCS | Manufacturer's Certificate
400567.39 |  | QCS | Source Quality-Control Submittals: Indicate results of [shop] [factory] tests and inspections.
400567.39 |  | QCS | Field Quality-Control Submittals: Indicate results of Contractor-furnished tests and inspections.
400567.39 |  | QCS | Qualifications Statement
400567.39 |  | CCS | Project Record Documents: Record actual locations of pressure-relief valves.
400571.16 |  |  | FLAP GATES
400571.16 |  | SD | Indicate system materials and component equipment.
400571.16 |  | SD | Indicate installation and anchoring requirements, fasteners, and other details.
400571.16 |  | SD | Indicate gate identification number, location, service, type, size, design pressure, operator details, stem details, and loads.
400571.16 |  | SD | Delegated Design Submittals: Submit signed and sealed Shop Drawings with design calculations and assumptions for [seating] [and] [unseating] [pressure] [pressures]. | D
400571.16 |  | PD | Flexible Flap Gates
400571.16 |  | PD | Heavy-Duty Flap Gates
400571.16 |  | QCS | Manufacturer's Certificate
400571.16 |  | QCS | Source Quality-Control Submittals: Indicate results of [shop] [factory] tests and inspections.
400571.16 |  | QCS | Field Quality-Control Submittals: Indicate results of Contractor-furnished tests and inspections.
400571.16 |  | QCS | Qualifications Statements
400571.16 |  | CCS | Project Record Documents: Record actual locations of installed flap gates and components. | F
400571.23 |  |  | MUD VALVES
400571.23 |  | PD | Mud Valves
400571.23 |  | QCS | Source Quality-Control Submittals: Indicate results of [shop] [factory] tests and inspections.
400571.23 |  | QCS | Field Quality-Control Submittals: Indicate results of Contractor-furnished tests and inspections.
400571.33 |  |  | TELESCOPING VALVES
400571.33 |  | PD | Telescoping Valves
400571.33 |  | QCS | Source Quality-Control Submittals: Indicate results of [shop] [factory] tests and inspections.
400571.33 |  | QCS | Field Quality-Control Submittals: Indicate results of Contractor-furnished tests and inspections.
400574.13 |  |  | DIAPHRAGM VALVES
400574.13 |  | PD | Metallic Diaphragm Valves
400574.13 |  | PD | Plastic Diaphragm Valves
400574.13 |  | QCS | Source Quality-Control Submittals: Indicate results of [shop] [factory] tests and inspections.
400574.13 |  | QCS | Field Quality-Control Submittals: Indicate results of Contractor-furnished tests and inspections.
400574.23 |  |  | PINCH VALVES
400574.23 |  | PD | Pinch Valves
400574.23 |  | QCS | Source Quality-Control Submittals: Indicate results of [shop] [factory] tests and inspections.
400574.23 |  | QCS | Field Quality-Control Submittals: Indicate results of Contractor-furnished tests and inspections.
400578.11 |  |  | AIR RELEASE VALVES FOR WATER SERVICE
400578.11 |  | SD | Shop Drawings: Submit assembly drawings indicating materials, dimensions, weights, and end connections.
400578.11 |  | PD | Air Release Valves for Water Service
400578.11 |  | PD | Insulation
400578.11 |  | QCS | Source Quality-Control Submittals: Indicate results of [shop] [factory] tests and inspections.
400578.11 |  | QCS | Field Quality-Control Submittals: Indicate results of Contractor-furnished tests and inspections.
400578.11 |  | CCS | Project Record Documents: Record actual locations of air release valves. | F
400578.13 |  |  | AIR/VACUUM VALVES FOR WATER SERVICE
400578.13 |  | SD | Shop Drawings: Indicate materials, dimensions, weights, and end connections on assembly drawings.
400578.13 |  | PD | Air/Vacuum Valves for Water Service
400578.13 |  | PD | Insulation
400578.13 |  | QCS | Source Quality-Control Submittals: Indicate results of [shop] [factory] tests and inspections.
400578.13 |  | QCS | Field Quality-Control Submittals: Indicate results of Contractor-furnished tests and inspections.
400578.13 |  | CCS | Project Record Documents: Record actual locations of air release/vacuum breaker valves. | F
400578.19 |  |  | COMBINATION AIR VALVES FOR WATER SERVICE
400578.19 |  | SD | Shop Drawings: Indicate materials, dimensions, weights, and end connections in assembly drawings.
400578.19 |  | PD | Combination Air Valves for Water Service
400578.19 |  | PD | Insulation
400578.19 |  | QCS | Source Quality-Control Submittals: Indicate results of [shop] [factory] tests and inspections.
400578.19 |  | QCS | Field Quality-Control Submittals: Indicate results of Contractor-furnished tests and inspections.
400578.19 |  | CCS | Project Record Documents: Record actual locations of combination air valves. | F
400578.21 |  |  | AIR RELEASE VALVES FOR WASTEWATER SERVICE
400578.21 |  | SD | Shop Drawings: Indicate on assembly drawings materials, dimensions, weights, and end connections.
400578.21 |  | PD | Air Release Valves for Wastewater Service
400578.21 |  | PD | Insulation
400578.21 |  | QCS | Source Quality-Control Submittals: Indicate results of [shop] [factory] tests and inspections.
400578.21 |  | QCS | Field Quality-Control Submittals: Indicate results of Contractor-furnished tests and
400578.21 |  | CCS | Project Record Documents: Record actual locations of air release valves. | F
400578.23 |  |  | AIR/VACUUM VALVES FOR WASTEWATER SERVICE
400578.23 |  | SD | Shop Drawings: Indicate materials, dimensions, weights, and end connections on assembly drawings.
400578.23 |  | PD | Air/Vacuum Valves for Wastewater Service
400578.23 |  | PD | Insulation
400578.23 |  | QCS | Source Quality-Control Submittals: Indicate results of [shop] [factory] tests and inspections.
400578.23 |  | QCS | Field Quality-Control Submittals: Indicate results of Contractor-furnished tests and inspections.
400578.23 |  | CCS | Project Record Documents: Record actual locations of air release/vacuum breaker valves. | F
400578.29 |  |  | COMBINATION AIR VALVES FOR WASTEWATER SERVICE
400578.29 |  | SD | Shop Drawings: Indicate materials, dimensions, weights, and end connections on assembly drawings.
400578.29 |  | PD | Combination Air Valves for Wastewater Service
400578.29 |  | PD | Insulation
400578.29 |  | QCS | Source Quality-Control Submittals: Indicate results of [shop] [factory] tests and inspections.
400578.29 |  | QCS | Field Quality-Control Submittals: Indicate results of Contractor-furnished tests and inspections.
400578.29 |  | CCS | Project Record Documents: Record actual locations of combination air valves. | F
400581.26 |  |  | FREEZE-PROOF YARD HYDRANTS
400581.26 |  | SD | Product Data: Submit manufacturer information regarding component materials, fittings, assembly and parts diagram, and accessories.
400581.26 |  | PD | Non-Freeze Yard Hydrants
400581.26 |  | QCS | Field Quality-Control Submittals: Indicate results of Contractor-furnished tests and inspections.
400581.26 |  | QCS | Maintenance Material Submittals | F
400581.26 |  | CCS | Project Record Documents: Record actual locations of non-freeze yard hydrants. | F
400581.27 |  |  | FREEZE-PROOF GROUND HYDRANTS
400581.27 |  | PD | Freeze-Proof Ground Hydrants
400582 |  |  | SOLENOID VALVES FOR PROCESS SERVICE
400582 |  | PD | Solenoid Valves
400582 |  | QCS | Source Quality-Control Submittals: Indicate results of [shop] [factory] tests and inspections.
400582 |  | QCS | Field Quality-Control Submittals: Indicate results of Contractor-furnished tests and inspections.
400589.13 |  |  | BASKET STRAINERS FOR PROCESS SERVICE
400589.13 |  | PD | Strainers
400589.13 |  | QCS | Field Quality-Control Submittals: Indicate results of Contractor-furnished tests and inspections.
400589.13 |  | CCS | Project Record Documents: Record actual locations of basket strainers. | F
400596 |  |  | VIBRATION AND SEISMIC CONTROLS FOR PROCESS EQUIPMENT
400596 |  | SD | Delegated Design Submittals: Submit signed and sealed Shop Drawings with design calculations and assumptions verifying that maximum sound levels will not be exceeded. | D
400596 |  | PD | Inertia Bases
400596 |  | PD | Open-Spring Isolators
400596 |  | PD | Restrained-Spring Isolators
400596 |  | PD | Closed-Spring Isolators
400596 |  | PD | Restrained, Closed-Spring Isolators
400596 |  | PD | Pad Isolators
400596 |  | PD | Flexible Connections
400596 |  | PD | Seismic Snubbers
400596 |  | QCS | Field Quality-Control Submittals: Indicate results of Contractor-furnished tests and inspections.
400596 |  | CCS | Project Record Documents: Record actual locations of hangers, including attachment points. | F
401113 |  |  | LOW-PRESSURE STEAM PROCESS PIPING
401113 |  | SD | Shop Drawings: Indicate schematic layout of piping system, including equipment, critical dimensions, and sizes.
401113 |  | PD | Low-Pressure Steam Piping
401113 |  | PD | Drains and Overflows
401113 |  | PD | Unions and Flanges
401113 |  | PD | Valves
401113 |  | EPD | Environmental Product Declaration
401113 |  | QCS | Source Quality-Control Submittals: Indicate results of [shop] [factory] tests and inspections.
401113 |  | QCS | Field Quality-Control Submittals: Indicate results of Contractor-furnished tests and inspections.
401113 |  | QCS | Maintenance Material Submittals
401113 |  | CCS | Project Record Documents: Record actual locations of piping, valves, pumps | F
401116 |  |  | INTERMEDIATE-PRESSURE STEAM PROCESS PIPING
401116 |  | SD | Shop Drawings: Indicate schematic layout of piping system, including equipment, critical dimensions, and sizes.
401116 |  | PD | Low-Pressure Steam Piping.
401116 |  | PD | Drains and Overflows
401116 |  | PD | Unions and Flanges
401116 |  | PD | Valves
401116 |  | EPD | Environmental Product Declaration
401116 |  | QCS | Source Quality-Control Submittals: Indicate results of [shop] [factory] tests and inspections.
401116 |  | QCS | Field Quality-Control Submittals: Indicate results of Contractor-furnished tests and inspections.
401116 |  | QCS | Maintenance Material Submittals
401116 |  | CCS | Project Record Documents: Record actual locations of piping, valves, pumps[, and] <________>. | F
401119 |  |  | HIGH-PRESSURE STEAM PROCESS PIPING
401119 |  | SD | Shop Drawings: Indicate schematic layout of piping system, including equipment, critical dimensions, and sizes.
401119 |  | PD | High-Pressure Steam Piping
401119 |  | PD | Drains and Overflows
401119 |  | PD | Unions and Flanges
401119 |  | PD | Valves
401119 |  | EPD | Environmental Product Declaration
401119 |  | QCS | Field Quality-Control Submittals: Indicate results of Contractor-furnished tests and inspections.
401119 |  | QCS | Maintenance Material Submittals
401119 |  | CCS | Project Record Documents: Record actual locations of piping, valves, pumps[, and] <________>. | F
401123 |  |  | CONDENSATE PROCESS PIPING FOR PROCESS APPLICATIONS
401123 |  | SD | Shop Drawings: Indicate schematic layout of piping system, including equipment, critical dimensions, and sizes.
401123 |  | PD | Low-Pressure Steam Condensate Piping
401123 |  | PD | Intermediate- and High-Pressure Steam Condensate Piping
401123 |  | PD | Low-Pressure Condensate Return Units
401123 |  | PD | High-Pressure Condensate Return Units
401123 |  | PD | Condensate Pumps
401123 |  | PD | Receivers
401123 |  | PD | Vacuum Pumping Units
401123 |  | EPD | Environmental Product Declaration
401123 |  | QCS | Source Quality-Control Submittals: Indicate results of [shop] [factory] tests and inspections.
401123 |  | QCS | Field Quality-Control Submittals: Indicate results of Contractor-furnished tests and inspections.
401123 |  | QCS | Maintenance Material Submittals
401123 |  | CCS | Project Record Documents: Record actual locations of piping, valves, pumps[, and] <________>. | F
402319 |  |  | NON-POTABLE PLANT WATER PROCESS PIPING
402319 |  | SD | Indicate piping system schematic with general assembly of components and mounting and installation details.
402319 |  | SD | Submit list of wording, symbols, letter size, and color-coding for pipe identification; comply with ASME A13.1.
402319 |  | SD | Submit layout drawings showing piece numbers and location.
402319 |  | SD | Valves: Submit assembly drawings indicating parts list, materials, sizes, position indicators, limit switches, [control system,] actuator mounting, wiring diagrams, control system schematics[, and] <________>.
402319 |  | PD | Piping and Valves for Conveying Non-Potable Process Water
402319 |  | EPD | Environmental Product Declaration
402319 |  | QCS | Welder Certificates
402319 |  | QCS | Field Quality-Control Submittals: Indicate results of Contractor-furnished tests and inspections.
402319 |  | CCS | Project Record Documents: Record actual locations of piping and valves | F
402319 |  | CCS | Operation and Maintenance Data: Submit assembly views and replacement part numbers and availability. | F
402323 |  |  | POTABLE WATER PROCESS PIPING
402323 |  | SD | Indicate piping system schematic with general assembly of components and mounting and installation details.
402323 |  | SD | Submit list of wording, symbols, letter size, and color-coding for pipe identification; comply with ASME A13.1.
402323 |  | SD | Submit layout drawings showing piece numbers and location.
402323 |  | SD | Valves: Submit assembly drawings indicating parts list, materials, sizes, position indicators, limit switches, [control system,] actuator mounting, wiring diagrams, control system schematics[, and] <________>.
402323 |  | EPD | Environmental Product Declaration
402323 |  | QCS | Welder Certificates
402323 |  | QCS | Field Quality-Control Submittals: Indicate results of Contractor-furnished tests and inspections.
402323 |  | CCS | Project Record Documents: Record actual locations of piping and valves. | F
402323 |  | CCS | Operation and Maintenance Data: Submit assembly views and replacement part numbers and availability. | F
402329 |  |  | RECIRCULATED WATER PROCESS PIPING
402329 |  | SD | Indicate piping system schematic with general assembly of components and mounting and installation details.
402329 |  | SD | Submit list of wording, symbols, letter size, and color coding for pipe identification; comply with ASME A13.1.
402329 |  | SD | Submit layout drawings showing piece numbers and location.
402329 |  | SD | Valves: Submit assembly drawings indicating parts list, materials, sizes, position indicators, limit switches, [control system,] actuator mounting, wiring diagrams, control system schematics[, and] <________>.
402329 |  | PD | Piping and Tubing for Conveying Recirculated Water
402329 |  | PD | Valves for Conveying Recirculated Water
402329 |  | PD | Pipe Hangers and Supports
402329 |  | EPD | Environmental Product Declaration
402329 |  | QCS | Source Quality-Control Submittals: Indicate results of [shop] [factory] tests and inspections.
402329 |  | QCS | Field Quality-Control Submittals: Indicate results of Contractor-furnished tests and inspections.
402329 |  | CCS | Project Record Documents: Record actual locations of piping and valves. | F
402340 |  |  | SANITARY WASTEWATER PROCESS PIPING
402340 |  | SD | Indicate piping system schematic with general assembly of components and mounting and installation details.
402340 |  | SD | Submit list of wording, symbols, letter size, and color-coding for pipe identification; comply with ASME A13.1.
402340 |  | SD | Submit layout drawings showing piece numbers and location.
402340 |  | SD | Valves: Submit assembly drawings indicating parts list, materials, sizes, position indicators, limit switches, [control system,] actuator mounting, wiring diagrams, control system schematics[, and] <________>.
402340 |  | PD | Piping and Valves for Conveying Sanitary Wastewater
402340 |  | EPD | Environmental Product Declaration
402340 |  | QCS | Field Quality-Control Submittals: Indicate results of Contractor-furnished tests and inspections.
402340 |  | CCS | Project Record Documents: Record actual locations of piping and valves. | F
402340 |  | CCS | Operation and Maintenance Data: Submit assembly views and replacement part numbers and availability. | F
402341 |  |  | GRIT PROCESS PIPING
402341 |  | SD | Indicate piping system schematic with general assembly of components and mounting and installation details.
402341 |  | SD | Submit list of wording, symbols, letter size, and color coding for pipe identification; comply with ASME A13.1.
402341 |  | SD | Submit layout drawings showing piece numbers and location.
402341 |  | SD | Valves: Submit assembly drawings indicating parts list, materials, sizes, position indicators, limit switches, [control system,] actuator mounting, wiring diagrams, control system schematics[, and] <________>.
402341 |  | PD | Ductile-Iron Pipe and Fittings
402341 |  | PD | Plastic-Lined Steel Pipe and Fittings
402341 |  | PD | Valves
402341 |  | PD | Pipe Hangers and Supports
402341 |  | EPD | Environmental Product Declaration
402341 |  | QCS | Source Quality-Control Submittals: Indicate results of [shop] [factory] tests and inspections.
402341 |  | QCS | Field Quality-Control Submittals: Indicate results of Contractor-furnished tests and inspections.
402341 |  | CCS | Project Record Documents: Record actual locations of piping and valves. | F
402341 |  | CCS | Operation and Maintenance Data: Submit assembly views and replacement part numbers and availability. | F
402343 |  |  | SCUM AND FLOATABLES PROCESS PIPING
402343 |  | SD | Indicate piping system schematic with general assembly of components and mounting and installation details.
402343 |  | SD | Submit list of wording, symbols, letter size, and color coding for pipe identification; comply with ASME A13.1.
402343 |  | SD | Submit layout drawings showing piece numbers and location.
402343 |  | SD | Valves: Submit assembly drawings indicating parts list, materials, sizes, position indicators, limit switches, [control system,] actuator mounting, wiring diagrams, control system schematics[, and] <________>.
402343 |  | PD | Scum Piping
402343 |  | PD | Floatables [and Froth] Piping
402343 |  | PD | Valves
402343 |  | PD | Pipe Hangers and Supports
402343 |  | EPD | Environmental Product Declaration
402343 |  | QCS | Source Quality-Control Submittals: Indicate results of [shop] [factory] tests and inspections.
402343 |  | QCS | Field Quality-Control Submittals: Indicate results of Contractor-furnished tests and inspections.
402343 |  | CCS | Project Record Documents: Record actual locations of piping and valves. | F
402343 |  | CCS | Operation and Maintenance Data: Submit assembly views and replacement part numbers and availability. | F
402344 |  |  | PRIMARY SLUDGE PROCESS PIPING
402344 |  | SD | Indicate piping system schematic with general assembly of components and mounting and installation details.
402344 |  | SD | Submit list of wording, symbols, letter size, and color coding for pipe identification; comply with ASME A13.1.
402344 |  | SD | Submit layout drawings showing piece numbers and location.
402344 |  | SD | Valves: Submit assembly drawings indicating parts list, materials, sizes, position indicators, limit switches, [control system,] actuator mounting, wiring diagrams, control system schematics[, and] <________>.
402344 |  | PD | Ductile-Iron Pipe and Fittings
402344 |  | PD | Glass-Lined Steel Piping
402344 |  | PD | Valves
402344 |  | PD | Pipe Hangers and Supports
402344 |  | EPD | Environmental Product Declaration
402344 |  | QCS | Source Quality-Control Submittals: Indicate results of [shop] [factory] tests and inspections.
402344 |  | QCS | Field Quality-Control Submittals: Indicate results of Contractor-furnished tests and inspections.
402344 |  | CCS | Project Record Documents: Record actual locations of piping and valves. | F
402344 |  | CCS | Operation and Maintenance Data: Submit assembly views and replacement part numbers and availability. | F
402346 |  |  | WASTE SLUDGE PROCESS PIPING
402346 |  | SD | Indicate piping system schematic with general assembly of components and mounting and installation details.
402346 |  | SD | Submit list of wording, symbols, letter size, and color coding for pipe identification; comply with ASME A13.1.
402346 |  | SD | Submit layout drawings showing piece numbers and location.
402346 |  | SD | Valves: Submit assembly drawings indicating parts list, materials, sizes, position indicators, limit switches, [control system,] actuator mounting, wiring diagrams, control system schematics[, and] <________>.
402346 |  | PD | Ductile-Iron Pipe and Fittings
402346 |  | PD | Valves
402346 |  | PD | Pipe Hangers and Supports
402346 |  | QCS | Field Quality-Control Submittals: Indicate results of Contractor-furnished tests and inspections.
402346 |  | CCS | Project Record Documents: Record actual locations of piping and valves. | F
402346 |  | CCS | Operation and Maintenance Data: Submit assembly views and replacement part numbers and availability. | F
402414 |  |  | LIQUID CHLORINE AND SODIUM HYPOCHLORITE PIPING
402414 |  | SD | Indicate piping system schematic with general assembly of components and mounting and installation details.
402414 |  | SD | Submit list of wording, symbols, letter size, and color coding for pipe identification; comply with ASME A13.1.
402414 |  | SD | Submit layout drawings showing piece numbers and location.
402414 |  | SD | Valves: Submit assembly drawings indicating parts list, materials, sizes, position indicators [, and] <________>.
402414 |  | PD | Piping
402414 |  | PD | Valves
402414 |  | QCS | Manufacturer's Certificate
402414 |  | QCS | Field Quality-Control Submittals
402414 |  | QCS | Qualification Statements
402414 |  | CCS | Architect Project Record Documents | F
402600 |  |  | LIQUID POLYMER PIPING
402600 |  | SD | Indicate piping system schematic with general assembly of components and mounting and installation details.
402600 |  | SD | Submit list of wording, symbols, letter size, and color coding for pipe identification; comply with ASME A13.1.
402600 |  | SD | Submit layout drawings showing piece numbers and location.
402600 |  | SD | Valves: Submit assembly drawings indicating parts list, materials, sizes, position indicators [, and] <________>.
402600 |  | PD | Pipes and Tubes for Conveying Liquid Polymer and Polymer Solutions
402600 |  | QCS | Field Quality-Control Submittals: Indicate results of Contractor-furnished tests and inspections.
402600 |  | CCS | Project Record Documents: Record actual locations of piping and valves. | F
402600 |  | CCS | Operation and Maintenance Data: Submit assembly views and replacement part numbers and availability. | F
403250 |  |  | NONABRASIVE MATERIALS PIPING AND CHUTES
403250 |  | SD | Indicate system materials and component equipment.
403250 |  | SD | Submit installation and anchoring requirements, including fasteners and other details.
403250 |  | SD | Indicate diverter valve identification number, location, service, type, size, and actuator details.
403250 |  | SD | Delegated Design Submittals: Submit signed and sealed Shop Drawings with structural design calculations and assumptions. | D
403250 |  | PD | Nonabrasive Materials Piping
403250 |  | PD | Nonabrasive Materials Hoses
403250 |  | PD | Nonabrasive Materials Chutes
403250 |  | EPD | Environmental Product Declaration
403250 |  | QCS | Source Quality-Control Submittals: Indicate results of [shop] [factory] tests and inspections.
403250 |  | QCS | Field Quality-Control Submittals: Indicate results of Contractor-furnished tests and inspections.
403326 |  |  | DIVERTER BULK MATERIALS VALVES
403326 |  | SD | Indicate system materials and component equipment.
403326 |  | SD | Submit installation and anchoring requirements, including fasteners and other details.
403326 |  | SD | Indicate diverter valve identification number, location, service, type, size, and actuator details.
403326 |  | PD | Orifice Gates
403326 |  | PD | Roller Gates
403326 |  | PD | WYE Lines
403326 |  | PD | Flex Tubes
403326 |  | PD | Iris Valves
403326 |  | PD | Slide Gates
403326 |  | QCS | Source Quality-Control Submittals: Indicate results of [shop] [factory] tests and inspections.
403326 |  | QCS | Field Quality-Control Submittals: Indicate results of Contractor-furnished tests and inspections.
404113.13 |  |  | PROCESS PIPING ELECTRICAL RESISTANCE HEAT TRACING
404113.13 |  | SD | Indicate system materials and component equipment.
404113.13 |  | SD | Submit wiring and control diagrams, installation and anchoring requirements, fasteners, and other details.
404113.13 |  | PD | Self-Regulating Cable
404113.13 |  | PD | Heat-Tracing Controls
404113.13 |  | QCS | Source Quality-Control Submittals: Indicate results of [shop] [factory] tests and inspections.
404113.13 |  | QCS | Field Quality-Control Submittals: Indicate results of Contractor-furnished tests and inspections.
404113.13 |  | CCS | Project Record Documents: Record actual locations of piping and appurtenances receiving heat tracing, and locations of source power and controls. | F
404113.26 |  |  | PROCESS PIPING THERMAL FLUIDS HEAT TRACING
404113.26 |  | SD | Indicate system materials and component equipment.
404113.26 |  | SD | Indicate shop test reports of tube bundle and shop pressure tests for shell-and-tube heat exchangers.
404113.26 |  | SD | Indicate results of glycol piping system pressure test.
404113.26 |  | PD | Shell-and-Tube Heat Exchangers
404113.26 |  | PD | Plate-Type Heat Exchangers
404113.26 |  | PD | Glycol Piping and Tubing
404113.26 |  | PD | Glycol Pumps
404113.26 |  | PD | Accessories
404113.26 |  | PD | Flow Controls
404113.26 |  | PD | Glycol Charging System
404113.26 |  | PD | Glycol Solution
404113.26 |  | QCS | Field Quality-Control Submittals: Indicate results of Contractor-furnished tests and inspections.
404113.26 |  | QCS | Maintenance Material Submittals
404113.26 |  | CCS | Project Record Documents: Record actual locations of piping receiving heat tracing and locations of heat exchangers, valves, and controls. | F
404113.26 |  | CCS | Operation and Maintenance Data: Submit instructions for equipment and accessories. | F
404123.26 |  |  | PROCESS EQUIPMENT THERMAL FLUIDS HEAT TRACING
404123.26 |  | SD | Indicate system materials, component equipment, and wiring diagrams.
404123.26 |  | SD | Indicate shop test reports of tube bundle and shop pressure tests for shell-and-tube heat exchangers.
404123.26 |  | SD | Indicate results of glycol piping system pressure test.
404123.26 |  | PD | Shell-and-Tube-Type Heat Exchangers
404123.26 |  | PD | Plate-Type Heat Exchangers
404123.26 |  | PD | Glycol Piping
404123.26 |  | PD | Glycol Pumps
404123.26 |  | PD | Side-Stream Filtration Systems
404123.26 |  | PD | Flow Controls
404123.26 |  | PD | Glycol Solution
404123.26 |  | PD | Accessories
404123.26 |  | QCS | Field Quality-Control Submittals: Indicate results of Contractor-furnished tests and inspections.
404123.26 |  | QCS | Maintenance Material Submittals | F
404123.26 |  | CCS | Project Record Documents: Record actual locations of equipment receiving heat tracing and locations of heat exchangers, valving, and controls. | F
404213 |  |  | PROCESS PIPING INSULATION
404213 |  | PD | Pipe Insulation
404213 |  | PD | Pipe Insulation Jackets
404213 |  | PD | Pipe Insulation Accessories
404213 |  | SAM | Submit [two] samples of representative size, illustrating each insulation type.
404223 |  | QCS | Manufacturer's Certificate
404223 |  | QCS | Qualifications Statements
404223 |  |  | PROCESS EQUIPMENT INSULATION
404223 |  | PD | Equipment Insulation
404223 |  | PD | Jacketing
404223 |  | PD | Accessories
404223 |  | SAM | Submit [two] samples of representative size, illustrating each insulation type.
404223 |  | QCS | Manufacturer's Certificate
404223 |  | QCS | Qualifications Statements
404642 |  |  | CATHODIC PROCESS CORROSION PROTECTION
404642 |  | SD | Indicate system layout and submit wiring diagrams.
404642 |  |  | Submit signed and sealed Shop Drawings with design calculations and assumptions for cathodic corrosion protection system | D
404642 |  | PD | Anodes
404642 |  | PD | Anode Backfill
404642 |  | PD | Accessories
404642 |  | QCS | Indicate results of Contractor-furnished tests and inspections
404642 |  | CCS | Project Record Documents: Record actual locations of anodes and test panels. | F
404642 |  | CCS | Operation and Maintenance Data | F
406343 |  |  | PROGRAMMABLE LOGIC CONTROLLERS
406343 |  | SD | Indicate electrical characteristics and connection requirements, including layout of completed assemblies, interconnecting cabling, dimensions, weights, and external power requirements.
406343 |  | PD | Programmable Controller
406343 |  | QCS | Maintenance Material Submittals
406343 |  | CCS | Project Record Documents: Record actual locations of controller cabinets and input and output devices connected to system. Include interconnection wiring and cabling information, and terminal block layouts in controller cabinets. [Include copy of manufacturer's certified drawings.] | F
406700 |  |  | CONTROL SYSTEM EQUIPMENT PANELS AND RACKS
406700 |  | SD | Submit complete bill of materials, wiring diagrams and panel layout drawings showing dimensions to devices.
406700 |  | PD | Pump Control Panel
406700 |  | PD | Components
406700 |  | PD | Liquid Level Control System
406700 |  | CCS | Project Record Documents: Record actual locations of control panel and final wiring diagrams and connections. | F
406700 |  | CCS | Operation and Maintenance Data: | F
407113 |  |  | MAGNETIC FLOW METERS
407113 |  | SD | Indicate system materials and component equipment.
407113 |  | SD | Submit installation requirements and other details.
407113 |  | PD | Magnetic Flow Meters
407113 |  | PD | Transmitters
407113 |  | PD | Indicators
407113 |  | PD | Recorders
407113 |  | PD | Integrators
407113 |  | QCS | Source Quality-Control Submittals: Indicate results of [shop] [factory] tests and inspections.
407113 |  | QCS | Field Quality-Control Submittals: Indicate results of Contractor-furnished tests and inspections.
407113 |  | CCS | Project Record Documents: Record actual locations and final orientation of equipment and accessories. | F
407123.13 |  |  | VENTURI FLOW METERS
407123.13 |  | SD | Indicate system materials and component equipment.
407123.13 |  | SD | Submit installation requirements and other details.
407123.13 |  | PD | Venturi Flow Meters
407123.13 |  | PD | Transmitters
407123.13 |  | PD | Indicators
407123.13 |  | PD | Recorders
407123.13 |  | PD | Integrators
407123.13 |  | QCS | Source Quality-Control Submittals: Indicate results of [shop] [factory] tests and inspections.
407123.13 |  | QCS | Field Quality-Control Submittals: Indicate results of Contractor-furnished tests and inspections.
407123.13 |  | CCS | Project Record Documents: Record actual locations and final orientation of equipment and accessories. | F
407123.23 |  |  | ORIFICE PLATE FLOW METERS
40712.23 |  | SD | Indicate system materials and component equipment.
40712.23 |  | SD | Submit installation requirements and other details.
40712.23 |  | PD | Orifice Plate Flow Meters
40712.23 |  | PD | Transmitters
40712.23 |  | PD | Indicators
40712.23 |  | PD | Recorders
40712.23 |  | PD | Integrators
40712.23 |  | QCS | Source Quality-Control Submittals: Indicate results of [shop] [factory] tests and inspections.
40712.23 |  | QCS | Field Quality-Control Submittals: Indicate results of Contractor-furnished tests and inspections.
40712.23 |  | CCS | Project Record Documents: Record actual locations and final orientation of equipment and accessories. | F
407123.36 |  |  | PITOT TUBE AND AVERAGING PITOT TUBE FLOW METERS
407123.36 |  | SD | Indicate system materials and component equipment.
407123.36 |  | SD | Submit installation requirements and other details.
407123.36 |  | PD | Pitot Tube Flow Meters
407123.36 |  | PD | Transmitters
407123.36 |  | PD | Indicators
407123.36 |  | PD | Recorders
407123.36 |  | PD | Integrators
407123.36 |  | QCS | Source Quality-Control Submittals: Indicate results of [shop] [factory] tests and inspections
407123.36 |  | QCS | Field Quality-Control Submittals: Indicate results of Contractor-furnished tests and inspections
407123.36 |  | CCS | Project Record Documents: Record actual locations and final orientation of equipment and accessories. | F
407133 |  |  | PROPELLER FLOW METERS
407133 |  | SD | Indicate system materials and component equipment.
407133 |  | SD | Submit installation requirements and other details.
407133 |  | PD | Propeller Flow Meters
407133 |  | PD | Transmitters
407133 |  | PD | Indicators
407133 |  | PD | Recorders
407133 |  | PD | Integrators
407133 |  | QCS | Source Quality-Control Submittals: Indicate results of [shop] [factory] tests and inspections.
407133 |  | QCS | Field Quality-Control Submittals: Indicate results of Contractor-furnished tests and inspections.
407133 |  | CCS | Project Record Documents: Record actual locations and final orientation of equipment and accessories. | F
407143 |  |  | VARIABLE AREA FLOW METERS
407143 |  | SD | Indicate system materials and component equipment.
407143 |  | SD | Submit installation requirements and other details.
407143 |  | PD | Rotameters
407143 |  | QCS | Source Quality-Control Submittals: Indicate results of [shop] [factory] tests and inspections.
407143 |  | QCS | Field Quality-Control Submittals: Indicate results of Contractor-furnished tests and inspections.
407143 |  | CCS | Project Record Documents: Record actual locations and final orientation of equipment and accessories. | F
407166 |  |  | TRANSIT TIME FLOW METERS
407166 |  | SD | Indicate system materials and component equipment.
407166 |  | SD | Submit installation requirements and other details.
407166 |  | PD | Ultrasonic Flow Meters
407166 |  | PD | Transmitters
407166 |  | PD | Indicators
407166 |  | PD | Recorders
407166 |  | PD | Integrators
407166 |  | QCS | Source Quality-Control Submittals: Indicate results of [shop] [factory] tests and inspections.
407166 |  | QCS | Field Quality-Control Submittals: Indicate results of Contractor-furnished tests and inspections.
407166 |  | CCS | Project Record Documents: Record actual locations and final orientation of equipment and accessories. | F
407169 |  |  | OPEN CHANNEL FLOW METERS
407169 |  | SD | Indicate system materials and component equipment.
407169 |  | SD | Submit installation requirements and other details.
407169 |  | PD | Weirs
407169 |  | PD | Parshall Flumes
407169 |  | PD | Transmitters
407169 |  | PD | Indicators
407169 |  | PD | Recorders
407169 |  | PD | Integrators
407169 |  | QCS | Source Quality-Control Submittals: Indicate results of [shop] [factory] tests and inspections.
407169 |  | QCS | Field Quality-Control Submittals: Indicate results of Contractor-furnished tests and inspections.
407169 |  | CCS | Project Record Documents: Record actual locations and final orientation of equipment and accessories. | F
407179 |  |  | FLOW SWITCHES
407179 |  | SD | Indicate system materials and component equipment.
407179 |  | SD | Submit installation requirements and other details.
407179 |  | PD | Flow Switches
407179 |  | QCS | Field Quality-Control Submittals: Indicate results of Contractor-furnished tests and inspections.
407179 |  | CCS | Project Record Documents: Record actual locations and final orientation of equipment and accessories. | F
407213 |  |  | ULTRASONIC LEVEL METERS (CONTINUOUS AND POINT TYPE)
407213 |  | SD | Indicate system materials and component equipment.
407213 |  | SD | Submit installation requirements and other details.
407213 |  | PD | Ultrasonic-Level Measurement Devices
407213 |  | QCS | Source Quality-Control Submittals: Indicate results of [shop] [factory] tests and inspections.
407213 |  | QCS | Field Quality-Control Submittals: Indicate results of Contractor-furnished tests and inspections.
407213 |  | CCS | Project Record Documents: Record actual locations and final orientation of equipment and accessories | F
407223 |  |  | RADAR LEVEL METERS
407223 |  | SD | Indicate system materials and component equipment.
407223 |  | SD | Submit installation requirements and other details.
407223 |  | PD | Radar-Level Measurement Devices
407223 |  | QCS | Source Quality-Control Submittals: Indicate results of [shop] [factory] tests and inspections.
407223 |  | QCS | Field Quality-Control Submittals: Indicate results of Contractor-furnished tests and inspections
407223 |  | CCS | Project Record Documents: Record actual locations and final orientation of equipment and accessories. | F
407233 |  |  | CAPACITANCE TYPE LEVEL METERS (CONTINUOUS AND POINT TYPE)
407233 |  | SD | Indicate system materials and component equipment.
407233 |  | SD | Submit installation requirements and other details.
407233 |  | PD | Capacitance-Type-Level Measurement Devices
407233 |  | QCS | Manufacturer's Certificate
407233 |  | QCS | Source Quality-Control Submittals: Indicate results of [shop] [factory] tests and inspections.
407233 |  | QCS | Field Quality-Control Submittals: Indicate results of Contractor-furnished tests and inspections
407233 |  | QCS | Qualification Statement
407233 |  | CCS | Project Record Documents | F
407243 |  |  | PRESSURE AND DIFFERENTIAL PRESSURE TYPE LEVEL METERS
407243 |  | SD | Indicate system materials and component equipment.
407243 |  | SD | Submit installation requirements and other details.
407243 |  | PD | Hydrostatic-Level Measurement Devices
407243 |  | QCS | Manufacturer's Certificate
407243 |  | QCS | Source Quality-Control Submittals: Indicate results of [shop] [factory] tests and inspections.
407243 |  | QCS | Field Quality-Control Submittals: Indicate results of Contractor-furnished tests and inspections.
407243 |  | QCS | Qualification Statement
407243 |  | CCS | Project Record Documents: Record actual locations and final orientation of equipment and accessories. | F
407276 |  |  | LEVEL SWITCHES
407276 |  | SD | Indicate system materials and component equipment.
407276 |  | SD | Submit installation requirements and other details.
407276 |  | PD | Level Switches
407276 |  | QCS | Manufacturer's Certificate
407276 |  | QCS | Field Quality-Control Submittals: Indicate results of Contractor-furnished tests and inspections.
407276 |  | QCS | Qualification Statement
407276 |  | CCS | Project Record Documents: Record actual locations and final orientation of equipment and accessories. | F
407313 |  |  | PRESSURE AND DIFFERENTIAL PRESSURE GAUGES
407313 |  | SD | Indicate system materials and component equipment.
407313 |  | SD | Submit installation requirements and other details.
407313 |  | PD | Pressure Gages
407313 |  | QCS | Manufacturer's Certificate
407313 |  | QCS | Source Quality-Control Submittals: Indicate results of [shop] [factory] tests and inspections.
407313 |  | QCS | Field Quality-Control Submittals: Indicate results of Contractor-furnished tests and inspections.
407313 |  | QCS | Qualification Statement
407313 |  | QCS | Maintenance Material Submittals
407313 |  | CCS | Project Record Documents: Record actual locations of equipment and accessories. | F
407326 |  |  | GAUGE-PRESSURE TRANSMITTERS
407326 |  | SD | Indicate system materials and component equipment.
407326 |  | SD | Submit installation requirements and other details.
407326 |  | PD | Gage-Pressure Transmitters
407326 |  | QCS | Manufacturer's Certificate
407326 |  | QCS | Source Quality-Control Submittals: Indicate results of [shop] [factory] tests and inspections.
407326 |  | QCS | Field Quality-Control Submittals: Indicate results of Contractor-furnished tests and inspections.
407326 |  | QCS | Manufacturer's Reports
407326 |  | QCS | Qualification Statement
407326 |  | QCS | Maintenance Material Submittals | F
407326 |  | CCS | Project Record Documents: Record actual locations of equipment and accessories. | F
407336 |  |  | PRESSURE AND DIFFERENTIAL PRESSURE SWITCHES
407336 |  | SD | Indicate system materials and component equipment.
407336 |  | SD | Submit installation requirements and other details.
407336 |  | PD | Pressure Switches
407336 |  | QCS | Manufacturer's Certificate
407336 |  | QCS | Field Quality-Control Submittals: Indicate results of Contractor-furnished tests and inspections.
407336 |  | QCS | Qualification Statement
407336 |  | CCS | Project Record Documents: Record actual locations of equipment and accessories. | F
407363 |  |  | DIAPHRAGM SEALS
407363 |  | SD | Indicate system materials and component equipment.
407363 |  | SD | Submit installation requirements and other details.
407363 |  | PD | Diaphragm Seals
407363 |  | QCS | Manufacturer's Certificate
407363 |  | QCS | Source Quality-Control Submittals: Indicate results of [shop] [factory] tests and inspections.
407363 |  | QCS | Field Quality-Control Submittals: Indicate results of Contractor-furnished tests and inspections.
407363 |  | CCS | Project Record Documents: Record actual locations of equipment and accessories. | F
407363 |  | QCS | Qualification Statement
407413 |  |  | RESISTANCE TEMPERATURE DEVICES
407413 |  | PD | Submit manufacturer information for system materials and component equipment, including connection requirements.
407413 |  | PD | RTD
407413 |  | PD | Thermowells
407413 |  | PD | Transmitters
407413 |  | PD | Indicators
407413 |  | PD | Recorders
407413 |  | QCS | Source Quality-Control Submittals: Indicate results of [shop] [factory] tests and inspections.
407413 |  | QCS | Field Quality-Control Submittals: Indicate results of Contractor-furnished tests and inspections.
407413 |  | QCS | Manufacturer's Certificate
407413 |  | QCS | Qualification Statement
407416 |  |  | Thermocouples
407416 |  | PD | Submit manufacturer information for system materials and component equipment, including connection requirements
407416 |  | PD | Thermocouples
407416 |  | PD | Thermowells
407416 |  | PD | Transmitters
407416 |  | PD | Indicators
407416 |  | PD | Recorders
407416 |  | QCS | Manufacturer's Certificate
407416 |  | QCS | Source Quality-Control Submittals: Indicate results of [shop] [factory] tests and inspections.
407416 |  | QCS | Field Quality-Control Submittals: Indicate results of Contractor-furnished tests and inspections.
407416 |  | QCS | Qualification Statement
407513 |  |  | pH/ORP ANALYZERS
407513 |  | SD | Indicate size and configuration of assembly, mountings, weights, and accessory connections.
407513 |  | SD | Indicate system materials, component equipment, wiring diagrams, and schematics.
407513 |  | PD | pH/ORP Field Analyzers
407513 |  | PD | pH/ORP Laboratory Analyzers
407513 |  | PD | pH/ORP Portable Analyzers
407513 |  | PD | pH/ORP Testers
407513 |  | QCS | Manufacturer's Certificate
407513 |  | QCS | Field Quality-Control Submittals: Indicate results of Contractor-furnished tests and inspections.
407513 |  | QCS | Qualification Statement
407513 |  | QCS | Maintenance Material Submittals
407556 |  |  | SUSPENDED SOLIDS/SLUDGE DENSITY ANALYZERS
407556 |  | SD | Indicate size and configuration of assembly, mountings, weights, and accessory connections.
407556 |  | SD | Indicate system materials, component equipment, wiring diagrams, and schematics.
407556 |  | PD | Suspended Solids/Sludge Density Analyzers and Sensors
407556 |  | QCS | Manufacturer's Certificate
407556 |  | QCS | Field Quality-Control Submittals: Indicate results of Contractor-furnished tests and inspections.
407556 |  | QCS | Qualification Statement
407556 |  | QCS | Maintenance Material Submittals
407556 |  | CCS | Project Record Documents: Record actual locations of [analyzers] [and] [sensors]. | F
407636 |  |  | SULFUR DIOXIDE ANALYZERS
407636 |  | SD | Indicate materials and equipment, including wiring diagrams and installation requirements.
407636 |  | PD | Sulfur Dioxide Analyzers
407636 |  | QCS | Manufacturer's Certificate
407636 |  | QCS | Source Quality-Control Submittals: Indicate results of [shop] [factory] tests and inspections.
407636 |  | QCS | Qualification Statement
407636 |  | CCS | Project Record Documents: Record actual locations of equipment and accessories. | F

## Div.41
SUBMITTALS FOR APPROVAL |  |  |  | Send to: | Critical Submittals | Contractor's Projected Dates Allow at least 4 weeks for Approval (allows time for any resubmission)
Spec Section | Sub Section | Type | Description | F | Mark "X" for all that apply | Projected Transmittal Date: | Projected Approval Date:
F/O
D
412200 |  |  | HOISTS AND CRANES
412200 |  | PACK | Submit the shop drawings, product data, and quality control submittals specified below at the same time as a package
412200 |  | SD | Show the construction details of the hoist and crane system and the crane support structure
412200 |  | SD | Show the electric wiring and control system
412200 |  | SD | Show installation details
412200 |  | PD | Bill of materials
412200 |  | PD | Name, address, and telephone number of nearest fully equipped service organization
412200 |  | PD | Hoist
412200 |  | PD | Crane
412200 |  | QCS | Design data, including safety factor of materials.
412200 |  | QCS | Test report of hoist and crane system
412200 |  | QCS | Certificate required under Quality Assurance
412200 |  | CCS | Operation and maintenance data | F
412200 |  | CCS | Warranty. | F
412200 |  | CCS | Test reports of the completed hoist and crane system | F

## Div.42
SUBMITTALS FOR APPROVAL |  |  |  | Send to: | Critical Submittals | Contractor's Projected Dates Allow at least 4 weeks for Approval (allows time for any resubmission)
Spec Section | Sub Section | Type | Description | F | Mark "X" for all that apply | Projected Transmittal Date: | Projected Approval Date: | Projected Delivery Date:
F/O
D

## Div.43
SUBMITTALS FOR APPROVAL |  |  |  | Send to: | Critical Submittals | Contractor's Projected Dates Allow at least 4 weeks for Approval (allows time for any resubmission)
Spec Section | Sub Section | Type | Description | F | Mark "X" for all that apply | Projected Transmittal Date: | Projected Approval Date: | Projected Delivery Date:
F/O
D

## Div.44
SUBMITTALS FOR APPROVAL |  |  |  | Send to: | Critical Submittals | Contractor's Projected Dates Allow at least 4 weeks for Approval (allows time for any resubmission)
Spec Section | Sub Section | Type | Description | F | Mark "X" for all that apply | Projected Transmittal Date: | Projected Approval Date: | Projected Delivery Date:
F/O
D
440601 |  |  | SLUDGE COLLECTORS
440601 |  | SD | Submit copies of detailed drawings of the equipment and all appurtenances
440601 |  | CCS | Furnish the institution a set of tools required for maintenance and operation of the equipment | F
444201 |  |  | MECHANICAL BAR SCREENS AND GRINDERS
444201 |  | SD | Shop drawings of screen cleaner, grinder and appurtenances
444201 |  | CCS | A complete set of extra cutters and screens shall be supplied for each grinder installed, at no extra cost. | F
444226 |  |  | COMMINUTOR
444226 |  | SD | Shop drawings and manufacturer’s descriptive literature and performance specification
444226 |  | CCS | Maintenance data and operating instructions | F
444239 |  |  | GRIT CHAMBER TANK
444239 |  | SD | Tank dimensions, construction details, and pipe connections
444239 |  | PD | Grit Chamber
444239 |  | PD | Access Frames and Covers
444239 |  | PD | Galvanized Pipe (for vents)
444239 |  | PD | “Resist-All” sealant
444249 |  |  | OIL-WATER SEPARATOR
444249 |  | SD | Accessory Sensors and Alarms: Schematic wiring diagrams and bill of materials for each component of each sensor/alarm system.
444249 |  | PD | Factory Test: Test certification for the tank
444249 |  | PD | Concrete Tank
444249 |  | PD | Fiberglass Tank
444249 |  | PD | Steel Tank
444249 |  | PD | Galvanized Pipe (For Vents)
444249 |  | PD | Steel Retaining Riser (For Manways):
444249 |  | PD | Concrete Pad With Tank Hold-Down Device
444249 |  | PD | Interface and Level Sensor
444249 |  | PD | Alarm panel to monitor oil level sensors and activate a visual and audible alarm
444249 |  | PD | Effluent Pumpout System
444249 |  | PD | Access Hatch Covers
444249 |  | CCS | Provide two additional copies of operation and maintenance instructions to the Director’s Representative | F
444249 |  | CCS | Manufacturer’s Warranty: The one year period required by Paragraph 9.8 of the General Conditions is extended to 30 years. The tank manufacturer shall warrant the oil/water separator tank for a period of 30 years against leakage due to internal corrosion, external corrosion, and structural failure. | F
444601 |  |  | PLUNGER SLUDGE PUMPS
444601 |  | SD | Shop drawings and manufacturer’s descriptive literature and performance specifications
444601 |  | CCS | Maintenance data and operating instructions

## Div.45
SUBMITTALS FOR APPROVAL |  |  |  | Send to: | Critical Submittals | Contractor's Projected Dates Allow at least 4 weeks for Approval (allows time for any resubmission)
Spec Section | Sub Section | Type | Description | F | Mark "X" for all that apply | Projected Transmittal Date: | Projected Approval Date: | Projected Delivery Date:
F/O
D

## Div.46
SUBMITTALS FOR APPROVAL |  |  |  | Send to: | Critical Submittals | Contractor's Projected Dates Allow at least 4 weeks for Approval (allows time for any resubmission)
Spec Section | Sub Section | Type | Description | F | Mark "X" for all that apply | Projected Transmittal Date: | Projected Approval Date: | Projected Delivery Date:
F/O
D
460548 |  |  | VIBRATION AND SEISMIC CONTROLS FOR WATER AND WASTEWATER EQUIPMENT
460548 |  | SD | Delegated Design Submittals: Submit signed and sealed Shop Drawings with design calculations and assumptions verifying that maximum sound levels will not be exceeded.
460548 |  | PD | Schedule of vibration isolator type with location and load on each.
460548 |  | QCS | Manufacturer's Certificate
460548 |  | QCS | Field Quality-Control Submittals
460548 |  | QCS | Manufacturer Reports
460548 |  | QCS | Qualifications Statement
460548 |  | CCS | Project Record Documents
460553 |  |  | IDENTIFICATION FOR WATER AND WASTEWATER EQUIPMENT
460553 |  | SD | List of wording, symbols, letter size, and color coding for equipment identification and schedule.
460553 |  | PD | Nameplates
460553 |  | PD | Tags
460553 |  | PD | Stencils
460553 |  | PD | Labels
460553 |  | PD | Lockout Devices
460553 |  | SAM | Submit 2 nameplates, labels, tags and for each size used on Project.
460553 |  | QCS | Manufacturer's Certificate
460553 |  | QCS | Qualifications Statement
460553 |  | QCS | Maintenance Material Submittals
460713 |  |  | PACKAGED WATER TREATMENT EQUIPMENT
460713 |  | SD | Indicate system materials and component equipment, including detailed wiring and control diagrams.
460713 |  | SD | Indicate complete information concerning fabrication, installation, anchoring, fasteners, and other details.
460713 |  | SD | Delegated Design Submittals: Submit signed and sealed Shop Drawings with design calculations and assumptions for tanks, railings, and other structural components.
460713 |  | PD | Packaged Water Treatment System
460713 |  | PD | Flocculators
460713 |  | PD | Gravity-Settling Tanks
460713 |  | PD | Adsorption Clarifiers
460713 |  | PD | Gravity Filters
460713 |  | PD | Pressure Filters
460713 |  | PD | Greensand Pressure Filters
460713 |  | PD | Blowers
460713 |  | PD | Chemical Feed Equipment
460713 |  | PD | UV Light Disinfection
460713 |  | PD | Chlorine Disinfection
460713 |  | PD | Gratings, Handrails, And Access Stairs
460713 |  | PD | Fasteners And Lifting Lugs
460713 |  | QCS | Manufacturer's Certificate
460713 |  | QCS | Source Quality-Control Submittals
460713 |  | QCS | Field Quality-Control Submittals
460713 |  | QCS | Manufacturer Reports
460713 |  | QCS | Maintenance Material Submittals
460713 |  | CCS | Project Record Documents
460713 |  | CCS | Operationa and Maintenane Data
460753 |  |  | PACKAGED WASTEWATER TREATMENT EQUIPMENT
460753 |  | SD | Indicate system materials and component equipment, including detailed wiring and control diagrams.
460753 |  | SD | Indicate complete information concerning fabrication, installation, anchoring, fasteners, and other details.
460753 |  | SD | Delegated Design Submittals: Submit signed and sealed Shop Drawings with design calculations and assumptions for tanks, railings, and other structural components.
460753 |  | PD | Packaged Plant Wastewater Treatment System
460753 |  | PD | Equalization Chambers
460753 |  | PD | Aeration Chambers
460753 |  | PD | Secondary Clarifier
460753 |  | PD | Flow Metering
460753 |  | PD | Skimming Device
460753 |  | PD | Sludge-Holding Chamber
460753 |  | PD | Post-Aeration Chamber
460753 |  | PD | Chlorine Contact Tank
460753 |  | PD | Chlorinator
460753 |  | PD | Hypochlorinator
460753 |  | PD | Froth Control System
460753 |  | PD | Piping
460753 |  | PD | Air Diffusion System
460753 |  | PD | Comminutor And Bar Screen
460753 |  | PD | Gratings, Handrails, And Access Stairs
460753 |  | PD | Fasteners And Lifting Lugs
460753 |  | QCS | Manufacturer's Certificate
460753 |  | QCS | Source Quality-Control Submittals
460753 |  | QCS | Field Quality-Control Submittals
460753 |  | QCS | Manufacturer Reports
460753 |  | QCS | Maintenance Material Submittals
460753 |  | CCS | Project Record Documents
460753 |  | CCS | Operationa and Maintenane Data
462113 |  |  | CHAIN-AND-RAKE BAR SCREENS
462113 |  | SD | Indicate system materials and component equipment, including detailed wiring and control diagrams.
462113 |  | SD | Indicate complete information concerning fabrication, installation, anchoring, fasteners, and other details.
462113 |  | SD | Indicate component materials, connections, and supports.
462113 |  | SD | Delegated Design Submittals: Submit signed and sealed Shop Drawings with design calculations and assumptions for seismic restraints.
462113 |  | PD | Chain-And-Rake Bar Screens
462113 |  | QCS | Manufacturer's Certificate
462113 |  | QCS | Source Quality-Control Submittals
462113 |  | QCS | Field Quality-Control Submittals
462113 |  | QCS | Qualification Statements
462113 |  | QCS | Maintenance Material Submittals
462113 |  | CCS | Project Record Documents
462133 |  |  | ROTARY DRUM SCREENS
462133 |  | SD | Furnish diagrams showing complete layout of system, including equipment, piping, valves, wiring and ladder diagrams, controls, and control sequences.
462133 |  | SD | Indicate size and configuration of assembly, mountings, weights, and accessory connections.
462133 |  | PD | Rotary Drum Screens
462133 |  | PD | Fasteners and Supports
462133 |  | QCS | Manufacturer's Certificate
462133 |  | QCS | Delegated Design Submittals
462133 |  | QCS | Source Quality-Control Submittals
462133 |  | QCS | Field Quality-Control Submittals
462133 |  | QCS | Qualification Statements
462133 |  | QCS | Manufacturer Reports
462133 |  | CCS | Project Record Documents
462156 |  |  | WEDGE WIRE SCREENS
462156 |  | SD | Indicate system materials and component equipment.
462156 |  | SD | Submit wiring and control diagrams, installation and anchoring requirements, fasteners, and other details.
462156 |  | PD | Wedge Wire Screens
462156 |  | QCS | Manufacturer's Certificate
462156 |  | QCS | Source Quality-Control Submittals
462156 |  | QCS | Field Quality-Control Submittals
462156 |  | QCS | Qualification Statements
462156 |  | QCS | Manufacturer Reports
462156 |  | QCS | Maintenance Material Submittals
462156 |  | CCS | Project Record Documents
462156 |  | CCS | Operationa and Maintenane Data
462171 |  |  | TRASH RAKING EQUIPMENT
462171 |  | SD | Indicate system materials and component equipment.
462171 |  | SD | Submit wiring and control diagrams, installation and anchoring requirements, fasteners, and other details.
462171 |  | PD | Grab-Type Trash Rakes
462171 |  | QCS | Manufacturer's Certificate
462171 |  | QCS | Source Quality-Control Submittals
462171 |  | QCS | Field Quality-Control Submittals
462171 |  | QCS | Qualification Statements
462171 |  | QCS | Manufacturer Reports
462171 |  | QCS | Maintenance Material Submittals
462171 |  | CCS | Project Record Documents
462171 |  | CCS | Operationa and Maintenane Data
462173 |  |  | SCREENINGS WASHING AND COMPACTING EQUIPMENT
462173 |  | SD | Indicate system materials and component equipment.
462173 |  | SD | Wiring and control diagrams, installation and anchoring requirements, fasteners, and other details.
462173 |  | PD | Screenings Washer/Compactors
462173 |  | QCS | Manufacturer's Certificate
462173 |  | QCS | Source Quality-Control Submittals
462173 |  | QCS | Field Quality-Control Submittals
462173 |  | QCS | Qualification Statements
462173 |  | QCS | Manufacturer Reports
462173 |  | QCS | Maintenance Material Submittals
462173 |  | CCS | Project Record Documents
462173 |  | CCS | Operationa and Maintenane Data
462179 |  |  | SCREENINGS STORAGE CONTAINERS
462179 |  | PD | Screenings Storage (Dewatering) Containers
462179 |  | QCS | Source Quality-Control Submittals
462179 |  | QCS | Field Quality-Control Submittals
462179 |  | QCS | Qualification Statements
462179 |  | QCS | Manufacturer Reports
462179 |  | CCS | Operationa and Maintenane Data
462183 |  |  | SEPTAGE RECEIVING EQUIPMENT
462183 |  | SD | Indicate size and configuration of assembly, mountings, weights, and accessory connections.
462183 |  | SD | Indicate system materials, component equipment, wiring diagrams, and schematics.
462183 |  | PD | Septage Receiving Equipment
462183 |  | QCS | Manufacturer's Certificate
462183 |  | QCS | Source Quality-Control Submittals
462183 |  | QCS | Field Quality-Control Submittals
462183 |  | QCS | Manufacturer Reports
462183 |  | QCS | Qualification Statements
462183 |  | QCS | Maintenance Material Submittals
462183 |  | CCS | Project Record Documents
462313 |  |  | CHAIN-AND-BUCKET GRIT REMOVAL EQUIPMENT
462313 |  | SD | Indicate system materials and component equipment
462313 |  | SD | Wiring and control diagrams, installation and anchoring requirements, fasteners, and other details.
462313 |  | PD | Chain-And-Bucket Grit Removal Equipment
462313 |  | QCS | Manufacturer's Certificate
462313 |  | QCS | Source Quality-Control Submittals
462313 |  | QCS | Field Quality-Control Submittals
462313 |  | QCS | Manufacturer Reports
462313 |  | QCS | Qualification Statements
462313 |  | QCS | Maintenance Material Submittals
462313 |  | CCS | Project Record Documents
462313 |  | CCS | Operation and Maintenance Data
462316 |  |  | CHAIN-AND-FLIGHT GRIT REMOVAL EQUIPMENT
462316 |  | SD | Indicate system materials and component equipment
462316 |  | SD | Wiring and control diagrams, installation and anchoring requirements, fasteners, and other details.
462316 |  | PD | Chain-And-Flight Grit Removal Equipment
462316 |  | QCS | Manufacturer's Certificate
462316 |  | QCS | Source Quality-Control Submittals
462316 |  | QCS | Field Quality-Control Submittals
462316 |  | QCS | Manufacturer Reports
462316 |  | QCS | Qualification Statements
462316 |  | QCS | Maintenance Material Submittals
462316 |  | CCS | Project Record Documents
462316 |  | CCS | Operation and Maintenance Data
462323 |  |  | VORTEX GRIT REMOVAL EQUIPMENT
462323 |  | SD | Indicate system materials and component equipment
462323 |  | SD | Wiring and control diagrams, installation and anchoring requirements, fasteners, and other details.
462323 |  | PD | Vortex Grit Removal Equipment
462323 |  | QCS | Manufacturer's Certificate
462323 |  | QCS | Source Quality-Control Submittals
462323 |  | QCS | Field Quality-Control Submittals
462323 |  | QCS | Manufacturer Reports
462323 |  | QCS | Qualification Statements
462323 |  | QCS | Maintenance Material Submittals
462323 |  | CCS | Project Record Documents
462323 |  | CCS | Operation and Maintenance Data
462327 |  |  | CYCLONE DEGRITTERS
462327 |  | SD | Indicate system materials and component equipment
462327 |  | SD | Wiring and control diagrams, installation and anchoring requirements, fasteners, and other details.
462327 |  | PD | Cyclone Degritters
462327 |  | PD | Grit Slurry Feed Pump
462327 |  | QCS | Manufacturer's Certificate
462327 |  | QCS | Source Quality-Control Submittals
462327 |  | QCS | Field Quality-Control Submittals
462327 |  | QCS | Manufacturer Reports
462327 |  | QCS | Qualification Statements
462327 |  | QCS | Maintenance Material Submittals
462327 |  | CCS | Project Record Documents
462333 |  |  | AERATED GRIT REMOVAL EQUIPMENT
462333 |  | SD | Indicate system materials and component equipment
462333 |  | SD | Wiring and control diagrams, installation and anchoring requirements, fasteners, and other details.
462333 |  | PD | Aerated Grit Removal Equipment
462333 |  | PD | Screw Collector
462333 |  | QCS | Manufacturer's Certificate
462333 |  | QCS | Source Quality-Control Submittals
462333 |  | QCS | Field Quality-Control Submittals
462333 |  | QCS | Manufacturer Reports
462333 |  | QCS | Qualification Statements
462333 |  | QCS | Maintenance Material Submittals
462333 |  | CCS | Project Record Documents
462333 |  | CCS | Operation and Maintenance Data
462363 |  |  | GRIT CLASSIFYING AND WASHING EQUIPMENT
462363 |  | SD | Indicate system materials and component equipment
462363 |  | SD | Wiring and control diagrams, installation and anchoring requirements, fasteners, and other details.
462363 |  | PD | Grit Classifiers And Washers
462363 |  | QCS | Manufacturer's Certificate
462363 |  | QCS | Source Quality-Control Submittals
462363 |  | QCS | Field Quality-Control Submittals
462363 |  | QCS | Manufacturer Reports
462363 |  | QCS | Qualification Statements
462363 |  | QCS | Maintenance Material Submittals
462363 |  | CCS | Project Record Documents
462363 |  | CCS | Operation and Maintenance Data
462366 |  |  | GRIT STORAGE CONTAINERS
462366 |  | PD | Grit Storage (Dewatering) Containers
462366 |  | QCS | Manufacturer's Certificate
462366 |  | QCS | Manufacturer Reports
462366 |  | QCS | Source Quality-Control Submittals
462366 |  | QCS | Field Quality-Control Submittals
462366 |  | CCS | Operation and Maintenance Data
462413 |  |  | MACERATORS
462413 |  | SD | Indicate size and configuration pf assembly, mountings, weights, and accessory connections.
462413 |  | SD | Indicate system materials, component equipment, wiring diagrams, and schematics
462413 |  | PD | Macerators
462413 |  | QCS | Manufacturer's Certificate
462413 |  | QCS | Source Quality-Control Submittals
462413 |  | QCS | Field Quality-Control Submittals
462413 |  | QCS | Manufacturer Reports
462413 |  | QCS | Qualification Statements
462413 |  | QCS | Maintenance Material Submittals
462413 |  | CCS | Project Record Documents
462416 |  |  | COMMINUTORS
462416 |  | SD | Furnish wiring and ladder diagrams
462416 |  | SD | Indicate size and configuration of assembly, mountings, weights, and accessory connections.
462416 |  | PD | Comminutors
462416 |  | QCS | Manufacturer's Certificate
462416 |  | QCS | Source Quality-Control Submittals
462416 |  | QCS | Field Quality-Control Submittals
462416 |  | QCS | Manufacturer Reports
462416 |  | QCS | Qualification Statements
462416 |  | CCS | Project Record Documents
462423 |  |  | INLINE GRINDERS
462423 |  | SD | Furnish wiring and ladder diagrams
462423 |  | SD | Indicate size and configuration of assembly, mountings, weights, and accessory connections.
462423 |  | PD | Inline Grinders
462423 |  | QCS | Manufacturer's Certificate
462423 |  | QCS | Source Quality-Control Submittals
462423 |  | QCS | Field Quality-Control Submittals
462423 |  | QCS | Manufacturer Reports
462423 |  | QCS | Qualification Statements
462423 |  | CCS | Project Record Documents
462433 |  |  | OPEN-CHANNEL GRINDERS
462433 |  | SD | Indicate system materials and component equipment.
462433 |  | PD | Open-Channel Grinders
462433 |  | PD | Hydraulic [Actuators] [Drives]
462433 |  | PD | Bearings
462433 |  | PD | Control Cabinet
462433 |  | QCS | Manufacturer's Certificate
462433 |  | QCS | Source Quality-Control Submittals
462433 |  | QCS | Field Quality-Control Submittals
462433 |  | QCS | Manufacturer Reports
462433 |  | QCS | Qualification Statements
462433 |  | CCS | Project Record Documents
462436 |  |  | MODULAR GRINDING, SCREENING, AND COMPACTING EQUIPMENT
462436 |  | SD | Indicate system materials and component equipment.
462436 |  | SD | Indicate connections and other installation details.
462436 |  | PD | Grinder
462436 |  | PD | Screen
462436 |  | PD | Conveyor/Compactor
462436 |  | PD | Accessories
462436 |  | QCS | Manufacturer's Certificate
462436 |  | QCS | Source Quality-Control Submittals
462436 |  | QCS | Field Quality-Control Submittals
462436 |  | QCS | Manufacturer Reports
462436 |  | QCS | Qualification Statements
462436 |  | CCS | Project Record Documents
462513 |  |  | COALESCING OIL-WATER SEPARATORS
462513 |  | SD | Details showing tank size, layout of accessories, and anchoring system.
462513 |  | PD | Tank
462513 |  | PD | Turbine Enclosures And Accessway Extensions
462513 |  | PD | Oil-Water Separator Control System
462513 |  | PD | Accessories
462513 |  | QCS | Manufacturer's Certificate
462513 |  | QCS | Delegated Design Submittals
462513 |  | QCS | Test and Evaluation Reports
462513 |  | QCS | Field Quality-Control Submittals
462513 |  | QCS | Manufacturer Reports
462513 |  | QCS | Qualification Statements
462513 |  | CCS | Project Record Documents
462513 |  | CCS | Operation and Maintenance Data
462516 |  |  | API OIL-WATER SEPARATORS
462516 |  | SD | Indicate system materials and component equipment, including dimensions and location of fittings.
462516 |  | PD | API Oil-Water Separators
462516 |  | PD | Accessories
462516 |  | QCS | Manufacturer's Certificate
462516 |  | QCS | Delegated Design Submittals
462516 |  | QCS | Source Quality-Control Submittals
462516 |  | QCS | Field Quality-Control Submittals
462516 |  | QCS | Qualification Statements
462523 |  |  | GREASE TRAPS
462523 |  | SD | Indicate system materials and component equipment.
462523 |  | PD | Grease Traps
462523 |  | QCS | Manufacturer's Certificate
462523 |  | QCS | Delegated Design Submittals
462523 |  | QCS | Field Quality-Control Submittals
462523 |  | QCS | Manufacturer Reports
462523 |  | QCS | Qualification Statements
462523 |  | QCS | Maintenance Material Submittals
462523 |  | CCS | Project Record Documents
462523 |  | CCS | Operation and Maintenance Data
462543 |  |  | TIPPING TROUGH SCUM SKIMMING AND REMOVAL EQUIPMENT
462543 |  | SD | Indicate size and configuration of assembly, mountings, weights, and accessory connections.
462543 |  | SD | Tipping Trough Scum Skimmers
462543 |  | QCS | Manufacturer's Certificate
462543 |  | QCS | Source Quality-Control Submittals
462543 |  | QCS | Field Quality-Control Submittals
462543 |  | QCS | Manufacturer Reports
462543 |  | QCS | Qualification Statements
462543 |  | QCS | Maintenance Material Submittals
462543 |  | CCS | Project Record Documents
463111 |  |  | CHLORINE GAS FEED EQUIPMENT
463111 |  | SD | Indicate materials and equipment, including wiring and control diagrams, performance charts and curves, installation and anchoring requirements, fasteners, and other details.
463111 |  | SD | Schematic diagram of each system, including tag marks for each item of equipment cross-referenced to chlorine system equipment list.
463111 |  | PD | Chlorine Feed System
463111 |  | PD | Vacuum Regulator
463111 |  | PD | Accessories
463111 |  | QCS | Manufacturer's Certificate
463111 |  | QCS | Test and Evaluation Reports
463111 |  | QCS | Field Quality-Control Submittals
463111 |  | QCS | Manufacturer Reports
463111 |  | QCS | Qualification Statements
463111 |  | QCS | Maintenance Material Submittals
463111 |  | CCS | Project Record Documents
463111 |  | CCS | Operation and Maintenance Data
463113 |  |  | SULFUR DIOXIDE GAS FEED EQUIPMENT
463113 |  | SD | Indicate materials and equipment, including wiring and control diagrams, performance charts and curves, installation and anchoring requirements, fasteners, and other details.
463113 |  | SD | Schematic diagram of each system, including tag marks for each item of equipment cross-referenced to sulfur dioxide feed system equipment list.
463113 |  | PD | Sulfur Dioxide Gas Feed Equipment
463113 |  | PD | Vacuum Regulator
463113 |  | PD | Vacuum Tubing
463113 |  | PD | Accessories
463113 |  | QCS | Manufacturer's Certificate
463113 |  | QCS | Field Quality-Control Submittals
463113 |  | QCS | Manufacturer Reports
463113 |  | QCS | Qualification Statements
463113 |  | QCS | Maintenance Material Submittals
463113 |  | CCS | Project Record Documents
463116 |  |  | AMMONIA GAS FEED EQUIPMENT
463116 |  | SD | Indicate materials and equipment, including wiring and control diagrams, performance charts and curves, installation and anchoring requirements, fasteners, and other details.
463116 |  | SD | Schematic diagram of each system, including tag marks for each item of equipment cross-referenced to ammonia feed system equipment list.
463116 |  | PD | Vacuum Regulator
463116 |  | PD | Vacuum Tubing
463116 |  | PD | Accessories
463116 |  | QCS | Manufacturer's Certificate
463116 |  | QCS | Field Quality-Control Submittals
463116 |  | QCS | Manufacturer Reports
463116 |  | QCS | Qualification Statements
463116 |  | QCS | Maintenance Material Submittals
463116 |  | CCS | Project Record Documents
463143 |  |  | CARBON DIOXIDE GAS FEED EQUIPMENT
463143 |  | SD | Indicate materials and equipment, including wiring and control diagrams, performance charts and curves, installation and anchoring requirements, fasteners, and other details.
463143 |  | SD | Schematic diagram of each system, including tag marks for each item of equipment cross-referenced to carbon dioxide feed system equipment list.
463143 |  | PD | Ammonia Gas Feed Equipment
463143 |  | PD | Vacuum Regulator
463143 |  | PD | Vacuum Tubing
463143 |  | PD | Accessories
463143 |  | QCS | Manufacturer's Certificate
463143 |  | QCS | Field Quality-Control Submittals
463143 |  | QCS | Manufacturer Reports
463143 |  | QCS | Qualification Statements
463143 |  | QCS | Maintenance Material Submittals
463143 |  | CCS | Project Record Documents
463153 |  |  | OZONE GENERATING AND FEED EQUIPMENT
463153 |  | SD | Indicate size and configuration of assembly, mountings, weights, and accessory connections.
463153 |  | SD | Indicate system materials, componeny equipment, wiring diagrams, and schematics.
463153 |  | QCS | Manufacturer's Certificate
463153 |  | QCS | Test and Evaluation Reports
463153 |  | QCS | Source Quality-Control Submittals
463153 |  | QCS | Field Quality-Control Submittals
463153 |  | QCS | Manufacturer Reports
463153 |  | QCS | Qualification Statements
463153 |  | QCS | Maintenance Material Submittals
463153 |  | CCS | Project Record Documents
463156 |  |  | LIQUID OXYGEN STORAGE AND FEED EQUIPMENT
463156 |  | SD | Indicate assembly, installation, and connection details.
463156 |  | SD | Indicate critical dimensions, sizes, and support locations.
463156 |  | PD | Liquid Oxygen Storage Tanks
463156 |  | PD | Atmospheric Vaporizers
463156 |  | PD | Ball Valves
463156 |  | PD | Accessories
463156 |  | QCS | Manufacturer's Certificate
463156 |  | QCS | Source Quality-Control Submittals
463156 |  | QCS | Field Quality-Control Submittals
463156 |  | QCS | Qualification Statements
463159 |  |  | CLEANING REQUIREMENTS FOR OXYGEN EQUIPMENT
463159 |  | PD | Mechanical Cleaning Materials
463159 |  | PD | Chemical Cleaning Materials
463159 |  | QCS | Manufacturer's Certificate
463159 |  | QCS | Field Quality-Control Submittals
463159 |  | QCS | Qualification Statements
463183 |  |  | GAS CHEMICAL FEED ACCESSORIES AND SAFETY EQUIPMENT
463183 |  | SD | Indicate assembly, foundation, and installation with location.
463183 |  | SD | Indicate critical dimensions, sizes, and support locations.
463183 |  | SD | Schematics, diagrams, panel layouts, ladder diagrams, and sequence of operation.
463183 |  | PD | Drive Assemblies
463183 |  | PD | Pumps
463183 |  | PD | Tanks
463183 |  | PD | Mixers
463183 |  | PD | Panels
463183 |  | PD | Other System Components
463183 |  | QCS | Manufacturer's Certificate
463183 |  | QCS | Source Quality-Control Submittals
463183 |  | QCS | Field Quality-Control Submittals
463183 |  | QCS | Manufacturer Reports
463183 |  | QCS | Qualification Statements
463183 |  | QCS | Maintenance Material Submittals
463313 |  |  | SODIUM HYPOCHLORITE GENERATING EQUIPMENT
463313 |  | SD | Indicate materials and equipment, including wiring and control diagrams, performance charts and curves, installation and anchoring requirements, fasteners, and other details
463313 |  | SD | Schematic diagram of each system, including tag marks for each item of equipment cross-referenced to hypochlorite generation system equipment list.
463313 |  | PD | Sodium Hypochlorite Generating Equipment
463313 |  | QCS | Manufacturer's Certificate
463313 |  | QCS | Test and Evaluation Reports
463313 |  | QCS | Source Quality-Control Submittals
463313 |  | QCS | Field Quality-Control Submittals
463313 |  | QCS | Manufacturer Reports
463313 |  | QCS | Qualification Statements
463313 |  | QCS | Maintenance Material Submittals
463313 |  | CCS | Project Record Documents
463313 |  | CCS | Operation and Maintenance Data
463333 |  |  | POLYMER BLENDING AND FEED EQUIPMENT
463333 |  | SD | Dimensional drawings and details
463333 |  | SD | Schedule of equipment components
463333 |  | SD | Materials of construction
463333 |  | SD | Detailed wiring and control diagrams
463333 |  | SD | Installation and anchoring requirements, including fasteners and other details
463333 |  | SD | Mounting details, and location and elevation of electrical controls and panels
463333 |  | PD | Polymer Blending And Feed Equipment
463333 |  | QCS | Manufacturer's Certificate
463333 |  | QCS | Source Quality-Control Submittals
463333 |  | QCS | Field Quality-Control Submittals
463333 |  | QCS | Manufacturer Reports
463333 |  | QCS | Qualification Statements
463333 |  | CCS | Project Record Documents
463341 |  |  | LIQUID CHEMICAL FEED SYSTEM COORDINATION AND INTEGRATION
463341 |  | SD | Symbology and Nomenclature
463341 |  | SD | Indicate interfaces between instruments, motor starters, control valves, variable-speed drives, flow meters and chemical feeders.
463341 |  | PD | Instrument Data Sheets
463341 |  | QCS | Field Quality-Control Submittals
463341 |  | QCS | Manufacturer Reports
463341 |  | QCS | Qualification Statements
463341 |  | CCS | Project Record Documents
463342 |  |  | DIAPHRAGM-TYPE METERING PUMPS
463342 |  | SD | Details of materials and equipment, including wiring and control diagrams, performance charts and curves, installation and anchoring requirements, fasteners, and other details.
463342 |  | PD | Diaphragm-Type Metering Pumps
463342 |  | PD | Accessories
463342 |  | QCS | Field Quality-Control Submittals
463342 |  | QCS | Manufacturer Reports
463342 |  | CCS | Project Record Documents
463342 |  | CCS | Operation and Maintenance Data
463344 |  |  | PERISTALTIC METERING PUMPS
463344 |  | SD | Details of materials and equipment, including wiring and control diagrams, performance charts and curves, installation and anchoring requirements, fasteners, and other details.
463344 |  | PD | Peristaltic-Type Metering Pumps
463344 |  | QCS | Field Quality-Control Submittals
463344 |  | QCS | Manufacturer Reports
463344 |  | CCS | Project Record Documents
463344 |  | CCS | Operation and Maintenance Data
463346 |  |  | PROGRESSING CAVITY METERING PUMPS
463346 |  | SD | Details of materials and equipment, including wiring and control diagrams, performance charts and curves, installation and anchoring requirements, fasteners, and other details.
463346 |  | PD | Progressing-Cavity-Type Metering Pump
463346 |  | QCS | Field Quality-Control Submittals
463346 |  | QCS | Manufacturer Reports
463348 |  |  | LOBE METERING PUMPS
463348 |  | SD | Details of materials and equipment, including wiring and control diagrams, performance charts and curves, installation and anchoring requirements, fasteners, and other details.
463348 |  | PD | Lobe-Type Metering Pump
463348 |  | QCS | Field Quality-Control Submittals
463348 |  | QCS | Manufacturer Reports
463348 |  | CCS | Project Record Documents
463348 |  | CCS | Operation and Maintenance Data
463353 |  |  | DRUM PUMPS
463353 |  | PD | Drum Pumps
463353 |  | QCS | Manufacturer's Certificate
463353 |  | QCS | Field Quality-Control Submittals
463353 |  | QCS | Qualification Statements
463373 |  |  | LIQUID CHEMICAL DIFFUSERS
463373 |  | SD | Indicate system materials and component equipment.
463373 |  | PD | Open-Channel Liquid Chemical Diffusers
463373 |  | PD | Pipeline Liquid Chemical Diffusers
463373 |  | QCS | Manufacturer's Certificate
463373 |  | QCS | Field Quality-Control Submittals
463373 |  | QCS | Manufacturer Reports
463373 |  | QCS | Qualification Statements
463373 |  | CCS | Project Record Documents
463383 |  |  | LIQUID CHEMICAL FEED ACCESSORIES AND SAFETY EQUIPMENT
463383 |  | SD | Indicate assembly, foundation, and installation with location.
463383 |  | SD | Indicate critical dimensions, sizes, and support locations.
463383 |  | PD | Control Panels
463383 |  | PD | Personal Protective Equipment
463383 |  | PD | Emergency Showers
463383 |  | PD | Emergency Eye and Face Washers
463383 |  | PD | Emergency Combination Showers with Eye and Face Washers
463383 |  | PD | Equipment Supports
463383 |  | QCS | Manufacturer's Certificate
463383 |  | QCS | Source Quality-Control Submittals
463383 |  | QCS | Field Quality-Control Submittals
463383 |  | QCS | Manufacturer Reports
463383 |  | QCS | Qualification Statements
463383 |  | QCS | Maintenance Material Submittals
463613 |  |  | STORAGE SILOS
463613 |  | SD | Complete plan, elevation, and sectional drawings showing critical dimensions.
463613 |  | SD | Structural plate and support member sizes and thicknesses.
463613 |  | SD | Weld types and sizes
463613 |  | SD | Ladder and ladder safety device details
463613 |  | SD | Handrail details
463613 |  | SD | Access hatch details
463613 |  | PD | Storage Silos
463613 |  | PD | Accessories
463613 |  | QCS | Manufacturer's Certificate
463613 |  | QCS | Welder Certificates
463613 |  | QCS | Delegated Design Submittals
463613 |  | QCS | Source Quality-Control Submittals
463613 |  | QCS | Field Quality-Control Submittals
463613 |  | QCS | Manufacturer Reports
463613 |  | QCS | Qualification Statements
463613 |  | QCS | Maintenance Material Submittals
463613 |  | CCS | Project Record Documents
463623 |  |  | DRY CHEMICAL WEIGHING EQUIPMENT
463623 |  | SD | Indicate size and configuration of assembly, mountings, weights, and accessory connections.
463623 |  | SD | Indicate system materials, component equipment, wiring diagrams, and schematics.
463623 |  | PD | Scales
463623 |  | QCS | Manufacturer's Certificate
463623 |  | QCS | Source Quality-Control Submittals
463623 |  | QCS | Field Quality-Control Submittals
463623 |  | QCS | Qualification Statements
463623 |  | CCS | Operation and Maintenance Data
463633 |  |  | VOLUMETRIC FEED EQUIPMENT
463633 |  | SD | Indicate size and configuration of assembly, mountings, weights, and accessory connections.
463633 |  | SD | Indicate system materials, component equipment, wiring diagrams, and schematics.
463633 |  | PD | Volumetric Feeders
463633 |  | QCS | Manufacturer's Certificate
463633 |  | QCS | Source Quality-Control Submittals
463633 |  | QCS | Field Quality-Control Submittals
463633 |  | QCS | Qualification Statements
463633 |  | CCS | Project Record Documents
463633 |  | CCS | Operation and Maintenance Data
463636 |  |  | GRAVIMETRIC FEED EQUIPMENT
463636 |  | SD | Indicate size and configuration of assembly, mountings, weights, and accessory connections.
463636 |  | SD | Indicate system materials, component equipment, wiring diagrams, and schematics.
463636 |  | PD | Gravimetric Feeders - Weigh Belt Type
463636 |  | PD | Gravimetric Feeders - Loss-In-Weight Type
463636 |  | QCS | Manufacturer's Certificate
463636 |  | QCS | Source Quality-Control Submittals
463636 |  | QCS | Field Quality-Control Submittals
463636 |  | QCS | Qualification Statements
463636 |  | CCS | Project Record Documents
463636 |  | CCS | Operation and Maintenance Data
463643 |  |  | LIME SLAKING EQUIPMENT
463643 |  | SD | Indicate system materials and component equipment.
463643 |  | SD | Wiring and control diagrams, installation and anchoring requirements, fasteners, and other details.
463643 |  | PD | Lime Slakers
463643 |  | QCS | Manufacturer's Certificate
463643 |  | QCS | Source Quality-Control Submittals
463643 |  | QCS | Field Quality-Control Submittals
463643 |  | QCS | Manufacturer Reports
463643 |  | QCS | Qualification Statements
463643 |  | QCS | Maintenance Material Submittals
463643 |  | CCS | Project Record Documents
463653 |  |  | CHEMICAL TABLET EQUIPMENT
463653 |  | SD | Indicate system materials and component equipment.
463653 |  | PD | Chemical Tablet Feeders
463653 |  | PD | Tablets
463653 |  | QCS | Manufacturer's Certificate
463653 |  | QCS | Source Quality-Control Submittals
463653 |  | QCS | Field Quality-Control Submittals
463653 |  | QCS | Manufacturer Reports
463653 |  | QCS | Qualification Statements
463653 |  | QCS | Maintenance Material Submittals
463653 |  | CCS | Project Record Documents
463683 |  |  | DRY CHEMICAL FEED ACCESSORIES AND SAFETY EQUIPMENT
463683 |  | SD | Indicate assembly, foundation, and installation with location.
463683 |  | SD | Indicate critical dimensions, sizes, and support locations.
463683 |  | PD | Control Panels
463683 |  | PD | Personal Protective Equipment
463683 |  | PD | Emergency Showers
463683 |  | PD | Emergency Eye and Face Washers
463683 |  | PD | Emergency Combination Showers with Eye and Face Washers
463683 |  | PD | Warning Signs
463683 |  | PD | Equipment Supports
463683 |  | QCS | Manufacturer's Certificate
463683 |  | QCS | Source Quality-Control Submittals
463683 |  | QCS | Field Quality-Control Submittals
463683 |  | QCS | Manufacturer Reports
463683 |  | QCS | Qualification Statements
463683 |  | QCS | Maintenance Material Submittals
464111 |  |  | RAPID MIXERS
464111 |  | SD | Dimensional drawings and details
464111 |  | SD | Schedule of equipment components
464111 |  | SD | Materials of construction
464111 |  | SD | Detailed wiring and control diagrams
464111 |  | SD | Installation requirements, including fasteners and other details.
464111 |  | SD | Mounting details
464111 |  | PD | Mixers
464111 |  | QCS | Manufacturer's Certificate
464111 |  | QCS | Source Quality-Control Submittals
464111 |  | QCS | Field Quality-Control Submittals
464111 |  | QCS | Manufacturer Reports
464111 |  | QCS | Qualification Statements
464117 |  |  | INLINE STATIC MIXERS
464117 |  | SD | Dimensional drawings and details
464117 |  | SD | Schedule of equipment components
464117 |  | SD | Materials of construction
464117 |  | SD | Installation requirements, including fasteners and other details.
464117 |  | SD | Mounting details
464117 |  | PD | Inline Static Mixers
464117 |  | PD | Accessories
464117 |  | QCS | Manufacturer's Certificate
464117 |  | QCS | Source Quality-Control Submittals
464117 |  | QCS | Field Quality-Control Submittals
464117 |  | QCS | Manufacturer Reports
464117 |  | QCS | Qualification Statements
464121 |  |  | JET MIXER EQUIPMENT
464121 |  | SD | Indicate system materials and component equipment.
464121 |  | PD | Jet Mixers
464121 |  | QCS | Manufacturer's Certificate
464121 |  | QCS | Field Quality-Control Submittals
464121 |  | QCS | Qualification Statements
464121 |  | QCS | Maintenance Material Submittals
464121 |  | CCS | Project Record Documents
464123 |  |  | SUBMERSIBLE MIXERS
464123 |  | SD | Indicate system materials and component equipment, including electrical characteristics.
464123 |  | SD | Wiring and control diagrams, installation and anchoring requirements, fasteners, and other details.
464123 |  | PD | Submersible Propeller Mixers
464123 |  | QCS | Manufacturer's Certificate
464123 |  | QCS | Delegated Design Submittals
464123 |  | QCS | Source Quality-Control Submittals
464123 |  | QCS | Field Quality-Control Submittals
464123 |  | QCS | Qualification Statements
464123 |  | QCS | Maintenance Material Submittals
464123 |  | CCS | Project Record Documents
464126 |  |  | FLOATING MECHANICAL MIXERS
464126 |  | SD | Indicate size and configuration of mixer assembly, mountings, weights, and accessory connections.
464126 |  | SD | Indicate system materials and component equipment.
464126 |  | PD | Floating Mechanical Mixers
464126 |  | PD | Accessories
464126 |  | QCS | Manufacturer's Certificate
464126 |  | QCS | Source Quality-Control Submittals
464126 |  | QCS | Field Quality-Control Submittals
464126 |  | QCS | Manufacturer Reports
464126 |  | QCS | Qualification Statements
464126 |  | QCS | Maintenance Material Submittals
464126 |  | CCS | Project Record Documents
464127 |  |  | PADDLE MIXERS
464127 |  | SD | Indicate system materials and component equipment.
464127 |  | SD | Wiring and control diagrams, installation and anchoring requirements, fasteners, and other details.
464127 |  | PD | Paddle Mixers
464127 |  | QCS | Manufacturer's Certificate
464127 |  | QCS | Source Quality-Control Submittals
464127 |  | QCS | Field Quality-Control Submittals
464127 |  | QCS | Manufacturer Reports
464127 |  | QCS | Qualification Statements
464127 |  | QCS | Maintenance Material Submittals
464127 |  | CCS | Project Record Documents
464127 |  | CCS | Operation and Maintenance Data
464131 |  |  | VERTICAL REEL FLOCCULATION EQUIPMENT
464131 |  | SD | Indicate system materials and component equipment.
464131 |  | SD | Wiring and control diagrams, installation and anchoring requirements, fasteners, and other details.
464131 |  | PD | Vertical Reel Flocculators
464131 |  | QCS | Manufacturer's Certificate
464131 |  | QCS | Test and Evaluation Reports
464131 |  | QCS | Source Quality-Control Submittals
464131 |  | QCS | Field Quality-Control Submittals
464131 |  | QCS | Manufacturer Reports
464131 |  | QCS | Qualification Statements
464131 |  | QCS | Maintenance Material Submittals
464131 |  | CCS | Project Record Documents
464131 |  | CCS | Operation and Maintenance Data
464133 |  |  | HORIZONTAL REEL FLOCCULATION EQUIPMENT
464133 |  | SD | Indicate system materials and component equipment.
464133 |  | SD | Wiring and control diagrams, installation and anchoring requirements, fasteners, and other details.
464133 |  | PD | Horizontal Reel Flocculators
464133 |  | QCS | Manufacturer's Certificate
464133 |  | QCS | Test and Evaluation Reports
464133 |  | QCS | Source Quality-Control Submittals
464133 |  | QCS | Field Quality-Control Submittals
464133 |  | QCS | Manufacturer Reports
464133 |  | QCS | Qualification Statements
464133 |  | QCS | Maintenance Material Submittals
464133 |  | CCS | Project Record Documents
464133 |  | CCS | Operation and Maintenance Data
464134 |  |  | VERTICAL TURBINE FLOCCULATION EQUIPMENT
464134 |  | SD | Indicate system materials and component equipment.
464134 |  | SD | Wiring and control diagrams, installation and anchoring requirements, fasteners, and other details.
464134 |  | PD | Vertical Turbine Flocculators
464134 |  | QCS | Manufacturer's Certificate
464134 |  | QCS | Test and Evaluation Reports
464134 |  | QCS | Source Quality-Control Submittals
464134 |  | QCS | Field Quality-Control Submittals
464134 |  | QCS | Manufacturer Reports
464134 |  | QCS | Qualification Statements
464134 |  | QCS | Maintenance Material Submittals
464134 |  | CCS | Project Record Documents
464134 |  | CCS | Operation and Maintenance Data
464146 |  |  | PORTABLE TANK MIXERS
464146 |  | SD | Indicate assembly, installation, and connection details.
464146 |  | SD | Indicate critical dimensions, sizes, and support locations.
464146 |  | PD | Mixers
464146 |  | QCS | Manufacturer's Certificate
464146 |  | QCS | Source Quality-Control Submittals
464146 |  | QCS | Field Quality-Control Submittals
464146 |  | QCS | Qualification Statements
464146 |  | QCS | Maintenance Material Submittals
464311 |  |  | CHAIN-AND-FLIGHT CLARIFIER EQUIPMENT
464311 |  | SD | System materials and component equipment
464311 |  | SD | Wiring and control diagrams, installation and anchoring requirements, fasteners, and other details
464311 |  | PD | Chain-And-Flight Grit-Removal Equipment
464311 |  | QCS | Manufacturer's Certificate
464311 |  | QCS | Source Quality-Control Submittals
464311 |  | QCS | Field Quality-Control Submittals
464311 |  | QCS | Manufacturer Reports
464311 |  | QCS | Qualification Statements
464311 |  | QCS | Maintenance Material Submittals
464311 |  | CCS | Project Record Documents
464311 |  | CCS | Operation and Maintenance Data
464314 |  |  | TRAVELING BRIDGE CLARIFIER EQUIPMENT
464314 |  | SD | Indicate system materials and component equipment.
464314 |  | SD | Wiring and control diagrams, installation and anchoring requirements, fasteners, and other details.
464314 |  | PD | Traveling Bridge Clarifier Equipment
464314 |  | QCS | Manufacturer's Certificate
464314 |  | QCS | Source Quality-Control Submittals
464314 |  | QCS | Field Quality-Control Submittals
464314 |  | QCS | Manufacturer Reports
464314 |  | QCS | Qualification Statements
464314 |  | QCS | Maintenance Material Submittals
464314 |  | CCS | Project Record Documents
464314 |  | CCS | Operation and Maintenance Data
464321 |  |  | CIRCULAR CLARIFIER EQUIPMENT
464321 |  | SD | Indicate system materials and component equipment.
464321 |  | SD | Wiring and control diagrams, installation and anchoring requirements, fasteners, and other details.
464321 |  | PD | Circular Clarifier Equipment
464321 |  | QCS | Manufacturer's Certificate
464321 |  | QCS | Source Quality-Control Submittals
464321 |  | QCS | Field Quality-Control Submittals
464321 |  | QCS | Manufacturer Reports
464321 |  | QCS | Qualification Statements
464321 |  | QCS | Maintenance Material Submittals
464321 |  | CCS | Project Record Documents
464321 |  | CCS | Operation and Maintenance Data
464363 |  |  | DISSOLVED AIR FLOTATION EQUIPMENT FOR WATER AND WASTEWATER TREATMENT
464363 |  | SD | Indicate system materials and component equipment.
464363 |  | SD | Wiring and control diagrams, installation and anchoring requirements, fasteners, and other details.
464363 |  | PD | Dissolved Air Flotation Equipment
464363 |  | QCS | Manufacturer's Certificate
464363 |  | QCS | Source Quality-Control Submittals
464363 |  | QCS | Field Quality-Control Submittals
464363 |  | QCS | Manufacturer Reports
464363 |  | QCS | Qualification Statements
464363 |  | QCS | Maintenance Material Submittals
464363 |  | CCS | Project Record Documents
464373 |  |  | TUBE SETTLERS
464373 |  | SD | Indicate system materials and component equipment.
464373 |  | SD | Installation and anchoring requirements, fasteners, and other details.
464373 |  | PD | Tube Settlers
464373 |  | PD | Accessories
464373 |  | QCS | Manufacturer's Certificate
464373 |  | QCS | Source Quality-Control Submittals
464373 |  | QCS | Field Quality-Control Submittals
464373 |  | QCS | Manufacturer Reports
464373 |  | QCS | Qualification Statements
464373 |  | QCS | Maintenance Material Submittals
464373 |  | CCS | Project Record Documents
464376 |  |  | INCLINED PLATE SETTLERS
464376 |  | SD | Indicate system materials and component equipment.
464376 |  | SD | Installation and anchoring requirements, fasteners, and other details.
464376 |  | PD | Inclined Plate Settlers
464376 |  | PD | Accessories
464376 |  | QCS | Manufacturer's Certificate
464376 |  | QCS | Source Quality-Control Submittals
464376 |  | QCS | Field Quality-Control Submittals
464376 |  | QCS | Manufacturer Reports
464376 |  | QCS | Qualification Statements
464376 |  | QCS | Maintenance Material Submittals
464376 |  | CCS | Project Record Documents
465111 |  |  | FIXED MECHANICAL AERATORS
465111 |  | SD | Indicate materials and equipment, including wiring and control diagrams, performance charts and curves, installation and anchoring requirements, fasteners, and other details.
465111 |  | PD | Fixed Mechanical Surface Aerators
465111 |  | QCS | Manufacturer's Certificate
465111 |  | QCS | Source Quality-Control Submittals
465111 |  | QCS | Field Quality-Control Submittals
465111 |  | QCS | Manufacturer Reports
465111 |  | QCS | Qualification Statements
465111 |  | CCS | Project Record Documents
465113 |  |  | FLOATING MECHANICAL AERATORS
465113 |  | SD | Indicate materials and equipment, including wiring and control diagrams, performance charts and curves, installation and anchoring requirements, fasteners, and other details.
465113 |  | PD | Floating Surface Aerators
465113 |  | QCS | Manufacturer's Certificate
465113 |  | QCS | Source Quality-Control Submittals
465113 |  | QCS | Field Quality-Control Submittals
465113 |  | QCS | Manufacturer Reports
465113 |  | QCS | Qualification Statements
465113 |  | CCS | Project Record Documents
465117 |  |  | JET AERATION EQUIPMENT
465117 |  | SD | Indicate materials and equipment, including wiring and control diagrams, performance charts and curves, installation and anchoring requirements, fasteners, and other details.
465117 |  | PD | Jet Aerators
465117 |  | QCS | Manufacturer's Certificate
465117 |  | QCS | Source Quality-Control Submittals
465117 |  | QCS | Field Quality-Control Submittals
465117 |  | QCS | Manufacturer Reports
465117 |  | QCS | Qualification Statements
465117 |  | CCS | Project Record Documents
465121 |  |  | COARSE BUBBLE DIFFUSERS
465121 |  | SD | Indicate system materials and component equipment.
465121 |  | SD | Indicate connections and other installation details.
465121 |  | PD | Coarse Bubble Diffusers
465121 |  | QCS | Manufacturer's Certificate
465121 |  | QCS | Source Quality-Control Submittals
465121 |  | QCS | Field Quality-Control Submittals
465121 |  | QCS | Manufacturer Reports
465121 |  | QCS | Qualification Statements
465121 |  | CCS | Project Record Documents
465123 |  |  | SWING-TYPE CHANNEL AERATION EQUIPMENT
465123 |  | SD | Indicate system materials and component equipment.
465123 |  | SD | Indicate connections and other installation details.
465123 |  | PD | Retrievable Aeration Equipment
465123 |  | QCS | Manufacturer's Certificate
465123 |  | QCS | Source Quality-Control Submittals
465123 |  | QCS | Field Quality-Control Submittals
465123 |  | QCS | Manufacturer Reports
465123 |  | QCS | Qualification Statements
465123 |  | CCS | Project Record Documents
465131 |  |  | FLEXIBLE MEMBRANE TUBE DIFFUSERS
465131 |  | SD | Indicate system materials and component equipment.
465131 |  | SD | Indicate connections and other installation details.
465131 |  | PD | Flexible Membrane Tube Diffusers
465131 |  | QCS | Manufacturer's Certificate
465131 |  | QCS | Source Quality-Control Submittals
465131 |  | QCS | Field Quality-Control Submittals
465131 |  | QCS | Manufacturer Reports
465131 |  | QCS | Qualification Statements
465133 |  |  | FLEXIBLE MEMBRANE DISC DIFFUSERS
465133 |  | SD | Indicate system materials and component equipment.
465133 |  | SD | Indicate connections and other installation details.
465133 |  | PD | Flexible Membrane Disc Diffusers
465133 |  | QCS | Manufacturer's Certificate
465133 |  | QCS | Source Quality-Control Submittals
465133 |  | QCS | Field Quality-Control Submittals
465133 |  | QCS | Manufacturer Reports
465133 |  | QCS | Qualification Statements
465136 |  |  | CERAMIC DISC FINE BUBBLE DIFFUSERS
465136 |  | SD | Indicate system materials and component equipment.
465136 |  | SD | Indicate connections and other installation details.
465136 |  | PD | Ceramic Disc Fine Bubble Diffusers
465136 |  | QCS | Manufacturer's Certificate
465136 |  | QCS | Source Quality-Control Submittals
465136 |  | QCS | Field Quality-Control Submittals
465136 |  | QCS | Manufacturer Reports
465136 |  | QCS | Qualification Statements
465136 |  | CCS | Project Record Documents
465146 |  |  | MEMBRANE DIFFUSERS
465146 |  | SD | Indicate system materials and component equipment.
465146 |  | SD | Indicate connections and other installation details.
465146 |  | PD | Membrane Diffusers
465146 |  | QCS | Manufacturer's Certificate
465146 |  | QCS | Source Quality-Control Submittals
465146 |  | QCS | Field Quality-Control Submittals
465146 |  | QCS | Manufacturer Reports
465146 |  | QCS | Qualification Statements
465146 |  | CCS | Project Record Documents
465323 |  |  | TRICKLING FILTER ROTARY DISTRIBUTOR EQUIPMENT
465323 |  | SD | Detail drawings indicating equipment layout.
465323 |  | SD | System materials and component equipment.
465323 |  | SD | Installation and anchoring requirements, fasteners, and other details.
465323 |  | PD | Trickling Filter Rotary Distributors
465323 |  | QCS | Manufacturer's Certificate
465323 |  | QCS | Source Quality-Control Submittals
465323 |  | QCS | Field Quality-Control Submittals
465323 |  | QCS | Manufacturer Reports
465323 |  | QCS | Qualification Statements
465323 |  | CCS | Project Record Documents
465323 |  | CCS | Operation and Maintenance Data
465324 |  |  | TRICKLING FILTER MEDIA
465324 |  | SD | Indicate system materials and component equipment.
465324 |  | SD | Installation and anchoring requirements, fasteners, and other details.
465324 |  | PD | Trickling Filter Media
465324 |  | QCS | Manufacturer's Certificate
465324 |  | QCS | Field Quality-Control Submittals
465324 |  | QCS | Manufacturer Reports
465324 |  | QCS | Qualification Statements
465324 |  | QCS | Maintenance Material Submittals
465341 |  |  | INTERMITTENT SAND FILTERS FOR WASTEWATER TREATMENT
465341 |  | SD | Indicate assembly, installation, and connection details.
465341 |  | SD | Indicate critical dimensions, sizes, and support locations.
465341 |  | PD | Intermittent Sand Filters
465341 |  | PD | Accessories
465341 |  | QCS | Manufacturer's Certificate
465341 |  | QCS | Field Quality-Control Submittals
465341 |  | QCS | Manufacturer Reports
465341 |  | QCS | Qualification Statements
465341 |  | CCS | Project Record Documents
465349 |  |  | MEMBRANE BIOLOGICAL REACTORS
465349 |  | SD | Indicate system materials and component equipment.
465349 |  | SD | Installation and anchoring requirements, fasteners, and other details.
465349 |  | PD | Membrane Biological Reactors
465349 |  | QCS | Manufacturer's Certificate
465349 |  | QCS | Source Quality-Control Submittals
465349 |  | QCS | Field Quality-Control Submittals
465349 |  | QCS | Manufacturer Reports
465349 |  | QCS | Qualification Statements
465349 |  | QCS | Maintenance Material Submittals
465349 |  | CCS | Project Record Documents
466121 |  |  | PRESSURE FILTERS
466121 |  | SD | Indicate system materials and component equipment.
466121 |  | SD | Installation and anchoring requirements, fasteners, and other details.
466121 |  | PD | Pressure Filters
466121 |  | QCS | Manufacturer's Certificate
466121 |  | QCS | Source Quality-Control Submittals
466121 |  | QCS | Field Quality-Control Submittals
466121 |  | QCS | Manufacturer Reports
466121 |  | QCS | Qualification Statements
466121 |  | QCS | Maintenance Material Submittals
466121 |  | CCS | Project Record Documents
466121 |  | CCS | Operation and Maintenance Data
466123 |  |  | GRAVITY FILTERS
466123 |  | SD | Indicate system materials and component equipment.
466123 |  | SD | Installation and anchoring requirements, fasteners, and other details.
466123 |  | PD | Mixed-Media Filters
466123 |  | PD | Continuous Backwash Sand Filter
466123 |  | PD | Accessories
466123 |  | QCS | Manufacturer's Certificate
466123 |  | QCS | Source Quality-Control Submittals
466123 |  | QCS | Field Quality-Control Submittals
466123 |  | QCS | Manufacturer Reports
466123 |  | QCS | Qualification Statements
466123 |  | QCS | Maintenance Material Submittals
466123 |  | CCS | Project Record Documents
466123 |  | CCS | Operation and Maintenance Data
466133 |  |  | MICROFIBRATION AND ULTRAFILTRATION MEMBRANE EQUIPMENT
466133 |  | SD | Indicate system materials and component equipment.
466133 |  | SD | Installation and anchoring requirements, fasteners, and other details.
466133 |  | PD | Microfiltration Membrane Equipment
466133 |  | PD | Ultrafiltration Membrane Equipment
466133 |  | PD | Permeate Feed Pump
466133 |  | PD | Backwash Pump
466133 |  | PD | Recirculation Pump
466133 |  | PD | [Vacuum] [Suction] Pump
466133 |  | QCS | Manufacturer's Certificate
466133 |  | QCS | Source Quality-Control Submittals
466133 |  | QCS | Field Quality-Control Submittals
466133 |  | QCS | Manufacturer Reports
466133 |  | QCS | Qualification Statements
466133 |  | CCS | Project Record Documents
466141 |  |  | DISC CLOTH FILTERS
466141 |  | PD | Disc Cloth Filters
466141 |  | QCS | Manufacturer's Certificate
466141 |  | QCS | Source Quality-Control Submittals
466141 |  | QCS | Field Quality-Control Submittals
466141 |  | QCS | Manufacturer Reports
466141 |  | QCS | Qualification Statements
466141 |  | QCS | Maintenance Material Submittals
466143 |  |  | ROTARY DRUM CLOTH FILTERS
466143 |  | PD | Rotary Drum Cloth Filters
466143 |  | QCS | Manufacturer's Certificate
466143 |  | QCS | Source Quality-Control Submittals
466143 |  | QCS | Field Quality-Control Submittals
466143 |  | QCS | Manufacturer Reports
466143 |  | QCS | Qualification Statements
466143 |  | QCS | Maintenance Material Submittals
466146 |  |  | AUTOMATIC BACKWASH CLOTH FILTER EQUIPMENT
466146 |  | SD | Indicate system materials and component equipment.
466146 |  | SD | Installation and anchoring requirements, fasteners, and other details.
466146 |  | PD | Automatic Backwash Cloth Filter Equipment
466146 |  | PD | Automatic Backwash Cloth Filter Equipment, Canister-Type
466146 |  | QCS | Manufacturer's Certificate
466146 |  | QCS | Source Quality-Control Submittals
466146 |  | QCS | Field Quality-Control Submittals
466146 |  | QCS | Manufacturer Reports
466146 |  | QCS | Qualification Statements
466146 |  | QCS | Maintenance Material Submittals
466146 |  | CCS | Project Record Documents
466153 |  |  | CARTRIDGE FILTERS
466153 |  | SD | Indicate system materials and component equipment.
466153 |  | SD | Installation and anchoring requirements, fasteners, and other details.
466153 |  | PD | Cartridge Filters
466153 |  | QCS | Manufacturer's Certificate
466153 |  | QCS | Source Quality-Control Submittals
466153 |  | QCS | Field Quality-Control Submittals
466153 |  | QCS | Manufacturer Reports
466153 |  | QCS | Qualification Statements
466153 |  | CCS | Project Record Documents
466163 |  |  | BAG FILTERS
466163 |  | SD | Indicate system materials and component equipment.
466163 |  | SD | Installation and anchoring requirements, fasteners, and other details.
466163 |  | PD | Bag Filters
466163 |  | QCS | Manufacturer's Certificate
466163 |  | QCS | Source Quality-Control Submittals
466163 |  | QCS | Field Quality-Control Submittals
466163 |  | QCS | Manufacturer Reports
466163 |  | QCS | Qualification Statements
466163 |  | CCS | Project Record Documents
466173 |  |  | AUTOMATIC STRAINING EQUIPMENT
466173 |  | SD | Indicate system materials and component equipment.
466173 |  | SD | Wiring and control diagrams, installation and anchoring requirements, fasteners, and other details.
466173 |  | PD | Automatic Strainers
466173 |  | QCS | Manufacturer's Certificate
466173 |  | QCS | Source Quality-Control Submittals
466173 |  | QCS | Field Quality-Control Submittals
466173 |  | QCS | Manufacturer Reports
466173 |  | QCS | Qualification Statements
466173 |  | QCS | Maintenance Material Submittals
466173 |  | CCS | Project Record Documents
466323 |  |  | REVERSE-OSMOSIS AND NANOFILTRATION MEMBRANE EQUIPMENT
466323 |  | SD | Indicate system materials and component equipment.
466323 |  | SD | Installation and anchoring requirements, fasteners, and other details.
466323 |  | PD | Reverse-Osmosis Equipment
466323 |  | PD | Nanofiltration Membrane Equipment
466323 |  | PD | Permeate Feed Pump
466323 |  | PD | Backwash Pump
466323 |  | PD | Recirculation Pump
466323 |  | QCS | Manufacturer's Certificate
466323 |  | QCS | Source Quality-Control Submittals
466323 |  | QCS | Field Quality-Control Submittals
466323 |  | QCS | Manufacturer Reports
466323 |  | QCS | Qualification Statements
466323 |  | CCS | Project Record Documents
466613 |  |  | CLOSED-VESSEL LOW-PRESSURE-LOW-INTENSITY ULTRAVIOLET TREATMENT EQUIPMENT
466613 |  | SD | Indicate size and configuration of assembly, mountings, weights, and accessory connections.
466613 |  | SD | Indicate system materials and component equipment.
466613 |  | PD | Closed-Vessel, Low-Pressure, Low-Intensity Ultraviolet Treatment Equipment
466613 |  | PD | Accessories
466613 |  | QCS | Manufacturer's Certificate
466613 |  | QCS | Test and Evaluation Reports
466613 |  | QCS | Source Quality-Control Submittals
466613 |  | QCS | Field Quality-Control Submittals
466613 |  | QCS | Manufacturer Reports
466613 |  | QCS | Qualification Statements
466613 |  | QCS | Maintenance Material Submittals
466613 |  | CCS | Project Record Documents
466616 |  |  | CLOSED-VESSEL LOW-PRESSURE-HIGH-INTENSITY ULTRAVIOLET TREATMENT EQUIPMENT
466616 |  | SD | Indicate size and configuration of assembly, mountings, weights, and accessory connections.
466616 |  | SD | Indicate system materials and component equipment.
466616 |  | PD | Closed-Vessel, Low-Pressure, High-Intensity Ultraviolet Treatment Equipment
466616 |  | PD | Accessories
466616 |  | QCS | Manufacturer's Certificate
466616 |  | QCS | Test and Evaluation Reports
466616 |  | QCS | Source Quality-Control Submittals
466616 |  | QCS | Field Quality-Control Submittals
466616 |  | QCS | Manufacturer Reports
466616 |  | QCS | Qualification Statements
466616 |  | QCS | Maintenance Material Submittals
466616 |  | CCS | Project Record Documents
466623 |  |  | CLOSED-VESSEL MEDIUM-PRESSURE ULTRAVIOLET TREATMENT EQUIPMENT
466623 |  | SD | Indicate size and configuration of assembly, mountings, weights, and accessory connections.
466623 |  | SD | Indicate system materials and component equipment.
466623 |  | PD | Closed-Vessel, Medium-Pressure Ultraviolet Treatment Equipment
466623 |  | PD | Accessories
466623 |  | QCS | Manufacturer's Certificate
466623 |  | QCS | Test and Evaluation Reports
466623 |  | QCS | Source Quality-Control Submittals
466623 |  | QCS | Field Quality-Control Submittals
466623 |  | QCS | Manufacturer Reports
466623 |  | QCS | Qualification Statements
466623 |  | QCS | Maintenance Material Submittals
466623 |  | CCS | Project Record Documents
466653 |  |  | OPEN-CHANNEL LOW-PRESSURE-LOW-INTENSITY ULTRAVIOLET TREATMENT EQUIPMENT
466653 |  | SD | Indicate size and configuration of assembly, mountings, weights, and accessory connections.
466653 |  | SD | Indicate system materials and component equipment.
466653 |  | PD | Open-Channel, Low-Pressure, Low-Intensity Ultraviolet Treatment Equipment
466653 |  | PD | Accessories
466653 |  | QCS | Manufacturer's Certificate
466653 |  | QCS | Test and Evaluation Reports
466653 |  | QCS | Source Quality-Control Submittals
466653 |  | QCS | Field Quality-Control Submittals
466653 |  | QCS | Manufacturer Reports
466653 |  | QCS | Qualification Statements
466653 |  | QCS | Maintenance Material Submittals
466653 |  | CCS | Project Record Documents
466656 |  |  | OPEN-CHANNEL LOW-PRESSURE-HIGH-INTENSITY ULTRAVIOLET TREATMENT EQUIPMENT
466656 |  | SD | Indicate size and configuration of assembly, mountings, weights, and accessory connections.
466656 |  | SD | Indicate system materials and component equipment.
466656 |  | PD | Open-Channel, Low-Pressure, High-Intensity Ultraviolet Treatment Equipment
466656 |  | PD | Accessories
466656 |  | QCS | Manufacturer's Certificate
466656 |  | QCS | Test and Evaluation Reports
466656 |  | QCS | Source Quality-Control Submittals
466656 |  | QCS | Field Quality-Control Submittals
466656 |  | QCS | Manufacturer Reports
466656 |  | QCS | Qualification Statements
466656 |  | QCS | Maintenance Material Submittals
466656 |  | CCS | Project Record Documents
466663 |  |  | OPEN-CHANNEL MEDIUM-PRESSURE ULTRAVIOLET TREATMENT EQUIPMENT
466663 |  | SD | Indicate size and configuration of assembly, mountings, weights, and accessory connections.
466663 |  | SD | Indicate system materials and component equipment.
466663 |  | PD | Open-Channel, Medium-Pressure Ultraviolet Treatment Equipment
466663 |  | PD | Accessories
466663 |  | QCS | Manufacturer's Certificate
466663 |  | QCS | Test and Evaluation Reports
466663 |  | QCS | Source Quality-Control Submittals
466663 |  | QCS | Field Quality-Control Submittals
466663 |  | QCS | Manufacturer Reports
466663 |  | QCS | Qualification Statements
466663 |  | QCS | Maintenance Material Submittals
466663 |  | CCS | Project Record Documents
467113 |  |  | CIRCULAR GRAVITY THICKENERS
467113 |  | SD | Indicate system materials and component equipment.
467113 |  | SD | Wiring and control diagrams, installation and anchoring requirements, fasteners, and other details.
467113 |  | PD | Circular Gravity-Thickener Equipment
467113 |  | QCS | Manufacturer's Certificate
467113 |  | QCS | Source Quality-Control Submittals
467113 |  | QCS | Field Quality-Control Submittals
467113 |  | QCS | Manufacturer Reports
467113 |  | QCS | Qualification Statements
467113 |  | QCS | Maintenance Material Submittals
467113 |  | CCS | Project Record Documents
467113 |  | CCS | Operation and Maintenance Data
467116 |  |  | GRAVITY BELT THICKENERS
467116 |  | SD | Indicate system materials and component equipment.
467116 |  | SD | Wiring and control diagrams, installation and anchoring requirements, fasteners, and other details.
467116 |  | PD | Gravity Belt Thickeners
467116 |  | QCS | Manufacturer's Certificate
467116 |  | QCS | Source Quality-Control Submittals
467116 |  | QCS | Field Quality-Control Submittals
467116 |  | QCS | Manufacturer Reports
467116 |  | QCS | Qualification Statements
467116 |  | QCS | Maintenance Material Submittals
467116 |  | CCS | Project Record Documents
467133 |  |  | ROTARY DRUM THICKENING EQUIPMENT
467133 |  | SD | Indicate system materials and component equipment.
467133 |  | SD | Wiring and control diagrams, installation and anchoring requirements, fasteners, and other details.
467133 |  | PD | Rotary Drum Thickening Equipment
467133 |  | PD | Accessories
467133 |  | QCS | Manufacturer's Certificate
467133 |  | QCS | Source Quality-Control Submittals
467133 |  | QCS | Field Quality-Control Submittals
467133 |  | QCS | Manufacturer Reports
467133 |  | QCS | Qualification Statements
467133 |  | CCS | Project Record Documents
467133 |  | CCS | Operation and Maintenance Data
467146 |  |  | THICKENING SCREW PRESS
467146 |  | SD | Indicate system materials and component equipment.
467146 |  | SD | Wiring and control diagrams, installation and anchoring requirements, fasteners, and other details.
467146 |  | PD | Thickening Screw Press
467146 |  | QCS | Manufacturer's Certificate
467146 |  | QCS | Source Quality-Control Submittals
467146 |  | QCS | Field Quality-Control Submittals
467146 |  | QCS | Manufacturer Reports
467146 |  | QCS | Qualification Statements
467146 |  | CCS | Project Record Documents
467319 |  |  | DIGESTER APPURTENANCES
467319 |  | SD | Indicate materials and equipment.
467319 |  | SD | Wiring and control diagrams, performance charts and curves, installation and anchoring requirements, fasteners, and other details.
467319 |  | PD | Piping
467319 |  | PD | Valves
467319 |  | PD | Piping Specialties
467319 |  | PD | Electrical Appurtenances
467319 |  | PD | Gas Handling System
467319 |  | QCS | Manufacturer's Certificate
467319 |  | QCS | Welder Certificates
467319 |  | QCS | Field Quality-Control Submittals
467319 |  | QCS | Manufacturer Reports
467319 |  | QCS | Qualification Statements
467319 |  | CCS | Project Record Documents
467321 |  |  | AEROBIC DIGESTER AERATION EQUIPMENT
467321 |  | SD | Indicate materials and equipment.
467321 |  | SD | Wiring and control diagrams, performance charts and curves, installation and anchoring requirements, fasteners, and other details.
467321 |  | PD | Piping
467321 |  | PD | Valves
467321 |  | PD | Piping Specialties
467321 |  | PD | Air Diffusers
467321 |  | PD | Electrical Appurtenances
467321 |  | PD | Mixers
467321 |  | PD | Decanting Weirs
467321 |  | QCS | Manufacturer's Certificate
467321 |  | QCS | Field Quality-Control Submittals
467321 |  | QCS | Manufacturer Reports
467321 |  | QCS | Qualification Statements
467321 |  | CCS | Project Record Documents
467341 |  |  | DIGESTOR HEATING EQUIPMENT
467341 |  | SD | Indicate materials and equipment.
467341 |  | SD | Wiring and control diagrams, performance charts and curves, installation and anchoring requirements, fasteners, and other details.
467341 |  | PD | Heat Exchanger
467341 |  | PD | Boilers
467341 |  | PD | Controls
467341 |  | QCS | Manufacturer's Certificate
467341 |  | QCS | Welder Certificates
467341 |  | QCS | Field Quality-Control Submittals
467341 |  | QCS | Manufacturer Reports
467341 |  | QCS | Qualification Statements
467341 |  | CCS | Project Record Documents
467621 |  |  | BELT FILTER PRESSES
467621 |  | SD | Indicate system materials and component equipment.
467621 |  | SD | Wiring and control diagrams, installation and anchoring requirements, fasteners, and other details.
467621 |  | PD | Belt Filter Press
467621 |  | QCS | Manufacturer's Certificate
467621 |  | QCS | Source Quality-Control Submittals
467621 |  | QCS | Field Quality-Control Submittals
467621 |  | QCS | Manufacturer Reports
467621 |  | QCS | Qualification Statements
467621 |  | QCS | Maintenance Material Submittals
467621 |  | CCS | Project Record Documents
467623 |  |  | PLATE-AND-FRAME FILTER PRESSURES
467623 |  | SD | Indicate system materials and component equipment.
467623 |  | SD | Wiring and control diagrams, installation and anchoring requirements, fasteners, and other details.
467623 |  | PD | Plate-And-Frame Filter Presses
467623 |  | QCS | Manufacturer's Certificate
467623 |  | QCS | Source Quality-Control Submittals
467623 |  | QCS | Field Quality-Control Submittals
467623 |  | QCS | Manufacturer Reports
467623 |  | QCS | Qualification Statements
467623 |  | QCS | Maintenance Material Submittals
467623 |  | CCS | Project Record Documents

## Div.48
SUBMITTALS FOR APPROVAL |  |  |  | Send to: | Critical Submittals | Contractor's Projected Dates Allow at least 4 weeks for Approval (allows time for any resubmission)
Spec Section | Sub Section | Type | Description | F | Mark "X" for all that apply | Projected Transmittal Date: | Projected Approval Date: | Projected Delivery Date:
F/O
D

## ZDetention
SUBMITTALS FOR APPROVAL |  |  |  | Send to: | Critical Submittals | Contractor's Projected Dates Allow at least 4 weeks for Approval (allows time for any resubmission)
Spec Section | Sub Section | Type | Description | F | Mark "X" for all that apply | Projected Transmittal Date: | Projected Approval Date: | Projected Delivery Date:
F/O
D