## COVER
SCHEDULE OF SUBMITTALS
PROJECT NO.:
FACILITY:
CONTRACTOR:
PROJECT MANAGER:
DESIGN CONSULTANT:
ENGINEER-IN-CHARGE:
LEGEND PACK: SUBMITTAL PACKAGE SD: SHOP DRAWINGS PD: PRODUCT DATA EPD: ENVIRONMENTAL PRODUCT DECLARATION SAM: SAMPLES QCS: QUALITY CONTROL SUBMITTALS LEED: LEED SUBMITTALS CCS: CONTRACT CLOSEOUT SUBMITTALS SUBMITTAL REVIEW RESPONSIBILITY: F: OGS FIELD OFFICE F/O: OGS FIELD OFFICE / OFFICE (ALBANY) D: CONSULTANT / DESIGNER S: OGS SCHEDULING DEPARTMENT RSM: Regional Safety Manager | INSTRUCTIONS TO THE CONTRACTOR 1. Refer to Section 013300 Submittals of the Project Manual for general requirements regarding submittals and to Section 017716 - CONTRACT CLOSEOUT for project closeout submittals. 2. Refer to Sections of the specifications indicated herein for details of the requirements for each submittal listed. 3. Indicate in the rows (spaces) following each item: a. Critical submittals and long lead items (mark with an 'X'). Some critical submittals may already be identified by the design team. Confirm that these are critical submittals. b. The date the item will be submitted, and date approval is required (allow at least 3 weeks), and the date delivery of the material or equipment is necessary for completion of the work in accordance with the Progress Schedule. The date entered for the submittal is the last date a substitution will be considered. Proposed substitutions must be made prior to the date entered if more than one substitution is to be submitted for approval. Spaces which contain N/A do not require dates. 4. An example of a Submittal Transmittal (BDC-42) can be located at: http://www.ogs.ny.gov/BU/DC/forms/ContractorConstForms.asp 5. Submit Contract Closeout Submittals (CCS) prior to final inspection. INSTRUCTIONS TO THE CONSULTANT / DESIGNER 1. Cut and paste required information from each Division (Div.X) tab and place in the S.O.S. tab. 2. Delete Division (Div.X) tabs after the S.O.S. tab has been in-filled. 3. Indicate F, F/O or D in column E. Items in Div.1 have defaults that can be modified as necessary. 4. Indicate items that are critical submittals in column F. Note: The following list of submittals is furnished for your convenience in scheduling submittals. The list is not warranted to be complete and does not take precedence over the contract documents. Enter additional submittals, as required and modify this schedule to the specific project. This S.O.S. will be used to populate the submittals website log.
Design and Construction
Division of Construction, 35th Floor, Corning Tower
The Governor Nelson A. Rockefeller Empire State Plaza
Albany, New York 12242
Phone: (518) 474-0331 FAX: (518) 474-8201

## S.O.S.
SCHEDULE OF SUBMITTALS
PROJECT NO.:
SUBMITTALS FOR APPROVAL |  |  |  | Send to: | Critical Submittals | Contractor's Projected Dates Allow at least 4 weeks for Approval (allows time for any resubmission)
Spec Section | Sub Section | Type | Description | F | Mark "X" for all that apply | Projected Transmittal Date: | Projected Approval Date: | Projected Delivery Date:
F/O
D
S
Updated 07/3/2023
Design and Construction
Division of Construction, 34th Floor, Corning Tower
The Governor Nelson A. Rockefeller Empire State Plaza
Albany, New York 12242
Phone: (518) 474-0331 FAX: (518) 474-8201

## Div.1
SUBMITTALS FOR APPROVAL |  |  |  | Send to: | Critical Submittals | Contractor's Projected Dates Allow at least 4 weeks for Approval (allows time for any resubmission)
Spec Section | Sub Section | Type | Description | F | Mark "X" for all that apply | Projected Transmittal Date: | Projected Approval Date: | Projected Delivery Date:
F/O
D
S
RSM
007213 |  |  | GENERAL CONDITIONS
007213 |  | PD | ARTICLE 6: Designate in writing competent supervision and/or management representatives as required - include contact number in case of an emergency after work hours, including weekends and holidays (see 011000 Summary of Work) | F
007213 |  | PD | ARTICLE 8: Permits and licenses | F
011100 |  |  | SAFETY
011100 |  | QCS | Site Specific Safety Plan | RSM
011100 |  | QCS | Employee Safety Orientation Training and Certificates
011100 |  | QCS | Emergency Action and Evacuation Plan
013113 |  |  | PROJECT SCHEDULE
013200 |  |  | CONSTRUCTION PROGRESS DOCUMENTATION
013200 |  | QCS | Scheduler Preparer Qualifications | S | X
013200 |  | QCS | Preliminary Project Schedule | S | X
013200 |  | QCS | Baseline Project Schedule | S | X
013200 |  | QCS | CMU-01 Agreement Form | S | X
013300 |  |  | SUBMITTALS
013300 |  | PD | Schedule of Submittals (Fill in the SET DATES column) | F | X
013300 |  | QCS | Submittal Coordinator Qualifications | F/O | X
014339 |  |  | MOCKUP REQUIREMENTS
014339 |  | SD | Mockup Plan: Detailed, dimensioned plans and elevations. | F
015213 |  |  | STATE FIELD OFFICE
015213 |  | SD | Site Plan: Show location of field office where directed. Indicate holding tank, utility services, and connections | F
015213 |  | PD | Mobile or Relocatable Office Units Submit within 15 days after award of Contract. | F
015213 |  | PD | Furniture Submit within 15 days after award of Contract. | F
015213 |  | PD | Office Equipment - Submit within 15 days after award of Contract. | F
015213 |  | QCS | Provide certification insignia from NY State Dept. of State certifying trailer unit is code compliant. | F
015634 |  |  | MAINTAINING PERIMETER SECURITY DEPARTMENT OF CORRECTIONAL SERVICES
015634 |  | PACK | For each system listed in subparagraphs 1.01, A., 1. thru 7., submit the following service organization information: Name, address and telephone numbers of nearest fully equipped service organization - SUBMIT WITHIN 30 DAYS OF AWARD | F/O
015634 |  | PACK | For each system listed in subparagraphs 1.01, A., 1. thru 7., submit the following service organization information: Certified statement from the manufacturer of the existing system, stating that the service organization is capable to install and service the manufacturer’s equipment and that the service organization is experienced in working on that manufacturer equipment - SUBMIT WITHIN 30 DAYS OF AWARD | F/O
015720 |  |  | TEMPORARY MAINTENANCE OF SEWER FLOWS AND SEWER SERVICE
015720 |  | PD | Diversion of Flow Plan | F
015813 |  |  | PROJECT IDENTIFICATION SIGN
015813 |  | SAM | Color samples | F
015813 |  | LEED | A completed ENVIRONMENTAL BUILDING MATERIALS CERTIFICATION FORM, | F
015813 |  | LEED | Product Data Sheets for all materials that meet the LEED BUILDING Performance criteria | F
015813 |  | LEED | Documentation for “FSC Certified” wood products | F
015813 |  | LEED | Documentation that composite wood and agrifiber products do not contain added urea-formaldehyde resins. | F
015813 |  | LEED | Material Safety Data Sheets, for all applicable products | F
015813 |  | PD | Framing and Posts | F
015813 |  | PD | Plywood | F
015813 |  | PD | Background Enamel | F
015813 |  | PD | Lettering Enamel | F
015813 |  | PD | Enamel Colors | F
017123 |  |  | FIELD ENGINEERING
017123 |  | PD | Submit the name, address, telephone number, and registration number of the Land Surveyor before starting the survey work | F
017123 |  | PD | On request, submit documentation verifying accuracy of survey work | F
017123 |  | CCS | Upon completion of the Work, submit a certificate signed and sealed by the Land Surveyor, stating that the elevations and locations of the Work are in conformance with the Contract Documents | F
017123 |  | CCS | Record location data for control points in sketch form and turn over 6 copies of sketches and computations to the Director's Representative | F
017123 |  | CCS | Submit Record Documents | F
017419 |  |  | CONSTRUCTION WASTE MANAGEMENT
017419 |  | LEED | Construction Waste Management Plan | F/O
017419 |  | PD | In conjunction with payment applications, contractors shall submit a monthly Waste Management submission. This submission shall include waste receipts for the payment period and a completed Waste Management Form for the same payment period. | F
017419 |  | PD | Calculations and supporting documentation to demonstrate end-of–project recycling rates meeting the requirements of the Construction Waste Management Plan. | F
017716 |  |  | CONTRACT CLOSEOUT
017716 |  | CCS | Project Record Documents | F
017716 |  | CCS | Operation and maintenance, 2 copies | F
017716 |  | CCS | Warranties | F
017716 |  | CCS | Spare Parts and Maintenance Materials | F
017847 |  |  | EQUIPMENT FOR CONFINED SPACE ENTRY
017847 |  | PACK | Submit the product data and quality control submittals specified below at the same time as a package | F
017847 |  | PD | Catalog sheets, specifications, and installation or use instructions. Submit within 5 days after award of Contract | F
017847 |  | PD | Provide protective equipment training and furnish protective equipment, ready for use by the Director’s Representative and staff, within 30 days after award of Contract. | F
017847 |  | PD | Portable Gas Monitor | F
017847 |  | PD | Calibration Kit | F
017847 |  | PD | Carrying Case | F
017847 |  | PD | Passport Video Tape | F
017847 |  | PD | Confined Space Retrieval Kit | F
017847 |  | PD | Coverall/Harness | F
017847 |  | PD | Excape Self Contained Breating Appartus | F
017847 |  | PD | Ventilation Blower | F
017847 |  | PD | Hard Hat | F
017847 |  | PD | Gloves | F
017847 |  | PD | Boots | F
017847 |  | QCS | Training Firm’s Qualifications Data | F
017847 |  | CCS | Bill of Sale and Receipts | F
018119 |  |  | CONSTRUCTION INDOOR AIR QUALITY MANAGEMENT
018119 |  | PD | A copy of the Construction IAQ Management Plan and the Sequence Installation Plan, as defined in CONSTRUCTION IAQ MANAGEMENT PLAN Article | F
018119 |  | PD | Product cut-sheets for all filtration media used during construction and installed immediately prior to occupancy, with MERV values highlighted. Cut sheets shall be submitted with the Contactor’s or Subcontractor’s ‘approved’ stamp as confirmation that the products are the products installed on the project | F
018119 |  | PD | Provide the Director’s Representative with a minimum of 18 photographs comprising of at least six photographs taken on three different occasions during construction. | F

## Div.2
SUBMITTALS FOR APPROVAL |  |  |  | Send to: | Critical Submittals | Contractor's Projected Dates Allow at least 4 weeks for Approval (allows time for any resubmission)
Spec Section | Sub Section | Type | Description | F | Mark "X" for all that apply | Projected Transmittal Date: | Projected Approval Date: | Projected Delivery Date:
F/O
D
023313 |  |  | UNDERGROUND UTILITY LOCATOR SERVICE
023313 |  | PD | Submit detailed experience and qualifications description of underground utility locator service
023313 |  | QCS | Investigative Report
024116 |  |  | STRUCTURE DEMOLITION
024116 |  | QCS | Permits
024116 |  | QCS | Demolition Plan
024117 |  |  | STEEL WATER TANK REMOVAL
024117 |  | PD | Detailed Work Plan
024117 |  | PD | Two copies of manifests required to transport waste materials
024117 |  | PD | Documentation of acceptance of waste materials by a facility permitted to treat or dispose of those types of materials
024117 |  | PD | Letters of acceptance from the permitted facility and haulers acknowledging agreement to accept the waste material.
026500 |  |  | UNDERGROUND STORAGE TANK REMOVAL - ABANDONMENT
026500 |  | QCS | Excavation Procedure
026500 |  | QCS | Plan of Operations
026500 |  | QCS | Confined space entry permit and worker certificates
026500 |  | QCS | Health and safety plan
026500 |  | CCS | Copy of notification to New York State Department of Environmental Conservation | F
026500 |  | CCS | Completed waste manifests | F
026500 |  | CCS | Landfill or scrap yard records | F
026500 |  | CCS | UST closure report | F
028003 |  |  | DISPOSAL OF NON-HAZARDOUS INDUSTRIAL-COMMERCIAL WASTE
028003 |  | QCS | Detailed list of the codes, rules and regulations which are understood to govern the Work.
028003 |  | QCS | Listing of licenses or permits issued by government agencies authorizing the handling of the waste by the qualified Company, transporter, and operator of the disposal facility
028003 |  | QCS | Detailed step by step procedure indicating how the Work is to be accomplished
028003 |  | QCS | Qualified Company Data
028213 |  |  | ASBESTOS ABATEMENT
028213 |  | PD | Disposal Bags
028213 |  | PD | Fireproofing
028213 |  | PD | Glove Bags
028213 |  | PD | Negative Air Pressure Units
028213 |  | PD | HEPA Filters (Negative Air Pressure Units)
028213 |  | PD | HEPA Filters (Respirators)
028213 |  | PD | HEPA Filters (Vacuum Cleaners)
028213 |  | PD | Respirators
028213 |  | PD | Vacuum Cleaners
028213 |  | QCS | Asbestos Site Specific Variance Submittals; if a site specific variance is sought submit the following: One copy of the completed DOSH-751 and DOSH-465 forms
028213 |  | QCS | Asbestos Site Specific Variance Submittals; if a site specific variance is sought submit the following: One copy of the New York State Department of Labor site specific variance decision.
028213 |  | QCS | Notification Compliance Data
028213 |  | QCS | Work Plan
028213 |  | QCS | Abatement Contractor's Qualifications Data
028213 |  | QCS | Abatement Worker's Qualifications Data
028213 |  | QCS | Testing Lab Qualifications Data
028213 |  | QCS | Waste Transporter Permit
028213 |  | QCS | Landfill Permit
028213 |  | QCS | Waste Shipment Records and Disposal Site Receipts
028213 |  | QCS | Daily Log
028213 |  | QCS | Certificates
028213 |  | QCS | Air Monitoring Data
028213 |  | CCS | Operation and Maintenance Data | F
028303 |  |  | ABATEMENT OF LEAD CONTAINING MATERIALS
028303 |  | PD | Chemical Paint Removal Products
028303 |  | PD | Mechanical Paint Removal
028303 |  | PD | Respirators
028303 |  | PD | HEPA Filters (Respirators)
028303 |  | PD | HEPA Filters (Vacuum Cleaners)
028303 |  | PD | Vacuum Cleaners
028303 |  | PD | Disposal Bags
028303 |  | QCS | Work Plan
028303 |  | QCS | Abatement Contractor's Qualifications Data
028303 |  | QCS | Abatement Worker's Qualifications Data
028303 |  | QCS | Testing Lab Qualifications Data
028303 |  | QCS | Waste Transporter Permit
028303 |  | QCS | Landfill Permit
028303 |  | QCS | Disposal Site Receipts
028303 |  | QCS | Test Data
028303 |  | QCS | Certificates
028304 |  |  | HANDLING OF LEAD CONTAINING MATERIALS
028304 |  | PD | Resppirators
028304 |  | PD | HEPA Filters (Respirators)
028304 |  | PD | HEPA Filters (Vacuum Cleaners)
028304 |  | PD | Vacuum Cleaners
028304 |  | PD | Disposal Bags
028304 |  | QCS | Work Plan
028304 |  | QCS | Lead Handling Contractor's Qualifications Data
028304 |  | QCS | Lad Handling Worker's Qualifications Data
028304 |  | QCS | Testing Lab Qualifications Data
028304 |  | QCS | Waste Transporter Permit
028304 |  | QCS | Landfill Permit
028304 |  | QCS | Disposal Site Receipts
028304 |  | QCS | Test Data
028304 |  | QCS | Certificates
028334 |  |  | WATER TANK PAINT REMOVAL
028334 |  | QCS | Detailed Work Plan
028334 |  | QCS | Clean-up procedure plan
028334 |  | QCS | Containment Procedures Plan
028334 |  | QCS | Copies of manifests
028334 |  | QCS | Documentation of acceptance of waste materials by a facility permitted to treat or dispose of those types of materials
028334 |  | QCS | Letters of acceptance from the permitted facility and haulers acknowledging agreement to accept the waste material
028335 |  |  | LEAD CONTAMINATED SOIL REMOVAL
028335 |  | QCS | Materials Handling Plan
028335 |  | QCS | Copies of manifests
028335 |  | QCS | Acceptance documentation of waste materials by a facility permitted to treat or dispose of those types of materials
028335 |  | QCS | Letters of acceptance from the permitted facility and haulers acknowledging agreement to accept the waste material
028335 |  | QCS | Copies of all executed permits and licenses shall be transmitted to Director’s Representative upon receipt
028402 |  |  | IDENTIFYING DIELECTRIC FLUIDS
028402 |  | QCS | Testing Laboratory Data
028402 |  | CCS | Final Report | F
028403 |  |  | DISPOSAL OF PCB LIQUID FILLED ELECTRICAL EQUIPMENT
028403 |  | QCS | Detailed list of the codes, rules and regulations
028403 |  | QCS | Detailed plan for notifying proper local, state, and federal authorities of any incident, required to be reported, that occurs during the handling and transportation of this hazardous waste
028403 |  | QCS | Detailed plan for containment and cleanup of any PCB spill that occurs during the handling and transportation of the PCB liquid
028403 |  | QCS | Listing of licenses or permits issued by government agencies authorizing the handling of PCB products by the service company, transporter, and operator of the TSD Facility
028403 |  | QCS | Resume for each person handling PCB products at the Site
028403 |  | QCS | Detailed step by step procedure indicating how the Work is to be accomplished. Procedure shall also include information for off-site Work.
028403 |  | QCS | Service Company Data
028403 |  | QCS | Transporter Company Data
028403 |  | QCS | Treatment, Storage, Disposal Facility Data
028403 |  | CCS | Generator’s Copies of Hazardous Waste Manifest and Other Documents | F
028433 |  |  | ABATEMENT OF PCB CONTAINING CAULK-SEALANT MATERIALS
028433 |  | PD | Disposal Drums
028433 |  | PD | Respirators
028433 |  | PD | Vacuum Cleaners
028433 |  | QCS | Abatement Worker’s Qualifications Data
028433 |  | QCS | Work Plan
028433 |  | QCS | Waste Transporter Permit
028433 |  | CCS | Disposal Site Receipts | F
028533 |  |  | MOLD REMEDIATION AND DISPOSAL
028533 |  | PD | Air Filtration Unit
028533 |  | PD | Disposal Bags
028533 |  | PD | HEPA Filters (Air Filtration System)
028533 |  | PD | HEPA Filters (Respirator)
028533 |  | PD | HEPA Filters (Vacuum Cleaners)
028533 |  | PD | Sealants
028533 |  | PD | Respirators
028533 |  | PD | Vacuum Cleaners
028533 |  | PD | Cleaning Solutions
028533 |  | PD | Encapsulants/Sealants
028533 |  | QCS | Work Plan
028533 |  | QCS | Mold Remediation Contractor's Qualifications Data
028533 |  | QCS | Abatement Worker's Qualifications Data
028533 |  | QCS | Testing Lab Qualifications Data
028533 |  | QCS | Waste Transporter Permit
028533 |  | QCS | Landfill Permit
028533 |  | QCS | MSDS Sheets
028533 |  | QCS | Disposal Site Receipts
028533 |  | QCS | Assessment Report
028533 |  | QCS | Certificates
028533 |  | CCS | Operation and Maintenance Data | F
028533 |  | CCS | Copy of Daily Project Log | F
028533 |  | CCS | Air Monitoring Data | F
028533 |  | CCS | Bulk Sampling Data | F
028700 |  |  | MERCURY REMEDIATION
028700 |  | PD | Negative Pressure Ventilation System
028700 |  | PD | Disposal Bags
028700 |  | PD | Encapsulating Material
028700 |  | PD | Mercury Decontaminant/Amalgamation Powder
028700 |  | PD | HEPA Filters (Negative Pressure Ventilation System)
028700 |  | PD | HEPA Filters (Respirators)
028700 |  | PD | HEPA Filters (Vacuum Cleaners)
028700 |  | PD | Respirators
028700 |  | PD | Sealants
028700 |  | PD | Supplied Air System
028700 |  | PD | Vacuum Cleaners
028700 |  | QCS | Work Plan
028700 |  | QCS | Remediation Contractor's Qualifications Data
028700 |  | QCS | Remediation Worke's Qualifications Data
028700 |  | QCS | Testing Lab Qualifications Data
028700 |  | QCS | Waste Transporter Permit
028700 |  | QCS | Landfill Permit
028700 |  | QCS | Disposal Site Receipts
028700 |  | QCS | Certificates
028700 |  | CCS | Operation and Maintenance Data | F
028700 |  | CCS | Air Monitoring Data | F
028700 |  | CCS | Bulk Sampling Data | F
028733 |  |  | BIRD, BAT, AND RODENT DROPPING REMEDIATION
028733 |  | PD | Air Filtration Unit
028733 |  | PD | Disposal Bags
028733 |  | PD | HEPA Filters
028733 |  | PD | Sealants
028733 |  | PD | Respirators
028733 |  | PD | Vacuum Cleaners
028733 |  | PD | Dissinfectants/biocides and cleaners
028733 |  | QCS | Work Plan
028733 |  | QCS | Remediation Contractor's Qualifications Data
028733 |  | QCS | Remediation Worker's Qualifications Data
028733 |  | QCS | Testing Laboratory Qualifications Data
028733 |  | QCS | Waste Transporter Permit
028733 |  | QCS | Landfill Permit
028733 |  | QCS | MSDS Sheets
028733 |  | QCS | Disposal Site Receipts
028733 |  | QCS | Assessment Report
028733 |  | QCS | Certificates
028733 |  | CCS | Operation and Maintenance Data | F
028733 |  | CCS | Copy of Daily Project Log | F
028733 |  | CCS | Air Monitoring Data | F
028733 |  | CCS | Bulk Sampling Data | F

## Div.3
SUBMITTALS FOR APPROVAL |  |  |  | Send to: | Critical Submittals | Contractor's Projected Dates Allow at least 4 weeks for Approval (allows time for any resubmission)
Spec Section | Sub Section | Type | Description | F | Mark "X" for all that apply | Projected Transmittal Date: | Projected Approval Date: | Projected Delivery Date:
F/O
D
030131 |  |  | CONCRETE REHABILITATION
030131 |  | PD | Cement/Acrylic/Latex Base Patching Mortars
030131 |  | PD | Epoxy Base Patching Mortars
030131 |  | PD | Rapid-hardening Cementitious Patching Mortar
030131 |  | PD | Rapid-hardening Cementitious Patching Mortar
030131 |  | PD | Rebar Coating
030131 |  | PD | Cleaning Agent, Bonding Agent/Primer, Sealer/Topcoat
030131 |  | PD | Concrete and Bonding Agent
030132 |  |  | CRACK REPAIRS BY EPOXY INJECTION
030132 |  | PD | Epoxy Adhesive
030132 |  | PD | Surface Seal Material
030132 |  | PD | Finishing Patching Materials
030132 |  | QCS | Test Reports
030132 |  | QCS | Certificates: Epoxy adhesive manufacturer’s written certification that each batch of epoxy adhesive material shipped for this Project complies with the requirements of these specifications.
030133 |  |  | CRACK REPAIRS BY URETHANE INJECTION
030133 |  | PD | Urethane adhesive
030133 |  | PD | Surface seal material
030133 |  | PD | Finishing Patching Materials
030133 |  | QCS | Test Reports
030133 |  | QCS | Certificates
031100 |  |  | CONCRETE FORMWORK
031100 |  | SD | Special Textured or Aggregate Finish
031100 |  | PD | Form systems and ties
031100 |  | PD | Textured (architectural) form linings
031100 |  | SAM | Textured (Architectural) Form Lining
031100 |  | SAM | Rustication Strip
031100 |  | SAM | Field Examples: Provide formwork for mock-up of cast-in-place concrete
032100 |  |  | STEEL CONCRETE REINFORCEMENT
032100 |  | SD | Placing drawings for bar reinforcement
032100 |  | EPD | Environmental Product Declaration
032100 |  | SAM | Bar Supports
032100 |  | SAM | Fabric Reinforcement
032100 |  | SAM | Fabric Reinforcement Supports
032100 |  | SAM | Reed Clips
032100 |  | QCS | Certificates: Affidavit required under Quality Assurance Article
032100 |  | LEED | MR Credit 4.1 and MR Credit 4.1
032100 |  | LEED | MR Credit 5.1 and MR Credit 5.2
032101 |  |  | FIBROUS CONCRETE REINFORCEMENT
032101 |  | PD | Monofilament Fibrous Concrete Reinforcement
032101 |  | PD | Collated Fibrilated Fibrous Concrete Reinforcement
032101 |  | PD | Mixes
032101 |  | SAM | One pound of fibrous reinforcement strands
032101 |  | QCS | Certificates: Affidavit required under Quality Assurance Article
032101 |  | QCS | Company Field Advisor Data
032101 |  | LEED | MR Credit 4.1 and MR Credit 4.1
032101 |  | LEED | MR Credit 5.1 and MR Credit 5.2
033000 |  |  | CAST-IN-PLACE CONCRETE
033000 |  | PD | Mix Design
033000 |  | PD | Portland Cement
033000 |  | PD | Fly Ash
033000 |  | PD | Air-entraining Admixture
033000 |  | PD | Water-reducing Admixture
033000 |  | PD | High Range Water-reducing Admixture (Superplasticizer)
033000 |  | PD | Corrosion Inhibitor Admixture
033000 |  | PD | Accelerating Admixture
033000 |  | PD | Aggregates
033000 |  | PD | Lightweight Coarse Aggregates
033000 |  | PD | Chemical Hardener (Dustproofing)
033000 |  | PD | Chemical Curing and Anti-Spalling Compound
033000 |  | PD | Bonding Agent (Adhesive)
033000 |  | PD | Expansion Joint Fillers
033000 |  | PD | Waterstop
033000 |  | PD | Emery Aggregate
033000 |  | PD | Integral Water-Repellent Admixture
033000 |  | EPD | Environmental Product Declaration
033000 |  | QCS | Batching Plant Records
033000 |  | QCS | Concrete Pumping Equipment Data
033000 |  | QCS | Minutes of the previous pre-installation conference
033000 |  | LEED | MR Credit 4.1 and MR Credit 4.1
033000 |  | LEED | MR Credit 5.1 and MR Credit 5.2
033001 |  |  | CAST-IN-PLACE CONCRETE BROADSCOPE SHORT VERSION
033001 |  | PACK | Submit product data for design mix(es) and materials for concrete specified below at the same time as a package
033001 |  | SD | Placing drawings for bar reinforcement
033001 |  | PD | Concrete design mix(es)
033001 |  | PD | Portland Cement
033001 |  | PD | Fly Ash
033001 |  | PD | Air-entraining Admixture
033001 |  | PD | Water-reducing Admixture
033001 |  | PD | Aggregates
033001 |  | PD | Lightweight Coarse Aggregates
033001 |  | PD | Chemical Hardener (Dustproofing)
033001 |  | PD | Chemical Curing and Anti-Spalling Compound
033001 |  | PD | Bonding Agent (Adhesive)
033001 |  | PD | Expansion Joint Fillers
033001 |  | PD | Emery Aggregate
033001 |  | EPD | Environmental Product Declaration
033001 |  | SAM | Fabric Reinforcement
033001 |  | SAM | Bar Supports
033001 |  | QCS | Certificates: Affidavit required under Quality Assurance Article
033713 |  |  | SHOTCRETE
033713 |  | PD | Portland Cement
033713 |  | PD | Aggregates
033713 |  | PD | Reinforcement Anchors
033713 |  | EPD | Environmental Product Declaration
033713 |  | SAM | Fabric Reinforcement
033713 |  | SAM | Reinforcement Anchors
033713 |  | QCS | Applicator's Qualifications Data
034100 |  |  | STRUCTURAL PRECAST CONCRETE
034100 |  | SD | Submit fully dimensioned fabrication and erection drawings
034100 |  | SD | Design Calculations
034100 |  | SD | Revised copies shall be submitted for formal approval and record.
034100 |  | EPD | Environmental Product Declaration
034100 |  | LEED | MR Credit 4.1 and MR Credit 4.1
034100 |  | LEED | MR Credit 5.1 and MR Credit 5.2
034113 |  |  | PRECAST CONCRETE PLANK
034113 |  | SD | Fully dimensioned shop and erection drawings
034113 |  | PD | Precast Concrete Planks
034113 |  | PD | Concrete Plank Clips
034113 |  | PD | Grout Mixes
034113 |  | PD | Joint Mastic
034113 |  | PD | Accessories
034113 |  | QCS | Design Data
034113 |  | QCS | Test Reports: Submit load test data and load tables.
034113 |  | QCS | Manufacturer's Qualifications Data
034113 |  | QCS | Installer's Qualifications Data
034133 |  |  | PRECAST PRESTRESSED CONCRETE
034133 |  | PACK | Submit the shop drawings and design data specified below at the same time as a package
034133 |  | SD | Submit fully dimensioned fabrication and erection drawings
034133 |  | QCS | Design Data
034133 |  | QCS | Manufacturer's Qualifications Data
034133 |  | QCS | Installer's Qualifications Data
034500 |  |  | ARCHITECTURAL PRECAST CONCRETE
034500 |  | SD | Submit fully dimensioned fabrication and setting drawings
034500 |  | PD | Cement
034500 |  | PD | Aggregates
034500 |  | PD | Mortar
034500 |  | PD | Air-entraining Admixture
034500 |  | PD | Reinforcing Steel
034500 |  | PD | Metal Accessories
034500 |  | PD | Shop Paint for Galvanized Steel
034500 |  | PD | Galvanizing Repair Paint
034500 |  | EPD | Environmental Product Declaration
034500 |  | SAM | For each type and color of finish required, 12 x 12 x 1-1/2 inch thick samples showing color, pattern, texture, and finish
034500 |  | QCS | Manufacturer’s Qualifications Data
034500 |  | QCS | Design Data: Design Mix
034500 |  | QCS | Design Data: Design Calculations
034500 |  | QCS | Preliminary Test Specimens: Strength Test Cylinders
034500 |  | QCS | Preliminary Test Specimens: Freeze-Thaw Test Specimens
034500 |  | QCS | Preliminary Test Specimens: Compression Test Specimens
034500 |  | QCS | Preliminary Test Specimens: Absorption Test Specimens
034500 |  | LEED | MR Credit 4.1 and MR Credit 4.1
034500 |  | LEED | MR Credit 5.1 and MR Credit 5.2
034816 |  |  | PRECAST CONCRETE SPLASH COURSE
034816 |  | PD | Precast Concrete
034816 |  | PD | Bar Reinforcement
035313 |  |  | EMERY-AGGREGATE CONCRETE TOPPING
035313 |  | PD | Emery-Aggregate Concrete Floor Topping
035313 |  | PD | Curing Materials
035313 |  | PD | Semirigid Joint Filler
035313 |  | PD | Joint-Filler Strips
035313 |  | PD | Acrylic-Bonding Agent
035313 |  | PD | Epoxy Adhesive
035313 |  | PD | Product Test Reports
035313 |  | PD | Field quality-control test reports
035400 |  |  | CEMENTITIOUS SELF-LEVELING TOPPING
035400 |  | PD | Cementitious Self-Leveling Topping
035400 |  | PD | Cleaning Agent, Bonding Agent/Primer, Sealer
035400 |  | EPD | Environmental Product Declaration

## Div.4
SUBMITTALS FOR APPROVAL |  |  |  | Send to: | Critical Submittals | Contractor's Projected Dates Allow at least 4 weeks for Approval (allows time for any resubmission)
Spec Section | Sub Section | Type | Description | F | Mark "X" for all that apply | Projected Transmittal Date: | Projected Approval Date: | Projected Delivery Date:
F/O
D
040121 |  |  | MASONRY RESTORATION
040121 |  | PD | Portland Cement
040121 |  | PD | Lime
040121 |  | PD | Mortar Pigments
040121 |  | PD | Packaged Products: Manufacturer’s specifications and application instructions for products specified
040121 |  | PD | Sand
040121 |  | SAM | Mortar for Exposed Joints and Cracks
040121 |  | SAM | Masonry Units
040122 |  |  | SPECIAL MASONRY RESTORATION
040122 |  | PD | Sand
040122 |  | PD | Lime
040122 |  | PD | Cement
040122 |  | SAM | Masonry Units
040122 |  | SAM | Existing Masonry Units
040123 |  |  | MASONRY CLEANING
040123 |  | PD | Chemical Cleaning Agents
040123 |  | QCS | Cleaning Contractors Qualifications Data
040123 |  | QCS | Cleaners Qualifications Data
040123 |  | QCS | Proposed Cleaning Procedure
040513 |  |  | MORTAR AND MASONRY GROUT
040513 |  | PD | Portland Cement
040513 |  | PD | Masonry Cement
040513 |  | PD | Lime
040513 |  | PD | Sand(s)
040513 |  | PD | Color Pigments
040513 |  | LEED | Local/Regional Materials: Sourcing location(s)
040513 |  | LEED | Local/Regional Materials: Manufacturing location(s)
040513 |  | LEED | Recycled Content
042000 |  |  | UNIT MASONRY
042000 |  | SD | Precast Lintel Drawings
042000 |  | PD | Mortar: Portland Cement
042000 |  | PD | Mortar: Masonry Cement:
042000 |  | PD | Mortar: Lime
042000 |  | PD | Mortar: Sand
042000 |  | PD | Mortar: Color Pigments
042000 |  | PD | Masonry Wall Reinforcement
042000 |  | SAM | Brick
042000 |  | SAM | Existing Brick to be Matched
042000 |  | SAM | Concrete Masonry Units
042000 |  | SAM | Masonry Wall Reinforcement
042000 |  | QCS | Test Reports: Brick
042000 |  | QCS | Test Reports: Concrete Masonry Units
042113 |  |  | BRICK MASONRY
042113 |  | SAM | Facing Brick
042113 |  | SAM | Building Brick (Exposed Exterior)
042113 |  | SAM | Building Brick (Exposed Interior):
042113 |  | SAM | Building Brick (Back-up)
042113 |  | SAM | Masonry Wall Reinforcement
042113 |  | SAM | Adjustable Wall Ties
042113 |  | SAM | Flexible Anchors
042113 |  | SAM | Dovetail Anchor Slot Concrete Inserts
042113 |  | SAM | Corrugated Wall Ties
042113 |  | SAM | Tiebars
042113 |  | SAM | Buck Anchors (For Anchoring New Masonry To Existing Construction)
042113 |  | QCS | Certified test reports for each type of brick
042113 |  | LEED | Local/Regional Materials: Sourcing Location(s)
042113 |  | LEED | Local/Regional Materials: Manufacturing Location(s)
042113 |  | LEED | Recycled Content
042123 |  |  | STRUCTURAL FACING TILE
042123 |  | PD | Facing Tile
042123 |  | SAM | Facing Tile
042123 |  | SAM | Existing Tile to be Matched
042200 |  |  | CONCRETE UNIT MASONRY
042200 |  | SD | Precast Concrete Lintels
042200 |  | SD | Placing Drawings for Bar Reinforcement
042200 |  | PD | Masonry Wall Reinforcement
042200 |  | PD | Bar Reinforcement
042200 |  | PD | Adjustable Wall Ties
042200 |  | PD | Flexible Anchors
042200 |  | PD | Dovetail Anchor Slot Concrete Inserts
042200 |  | PD | Tiebars
042200 |  | PD | Buck Anchors
042200 |  | PD | Metal Lath
042200 |  | PD | Hardware Cloth
042200 |  | PD | Thru-Wall Masonry Flashing
042200 |  | PD | Cap flashing With Thru-Wall Cap Flashing Receiver
042200 |  | PD | Control Joint Filler
042200 |  | PD | PVC Control Joint
042200 |  | PD | Premolded Control Joint Strips
042200 |  | PD | Weep Holes
042200 |  | PD | Asphalt Felt
042200 |  | PD | Clay Flue Lining
042200 |  | SAM | Hollow Load-bearing Units (Normal Weight)
042200 |  | SAM | Hollow Load-bearing Units (Lightweight)
042200 |  | SAM | Solid Load-bearing Units (Lightweight)
042200 |  | SAM | Hollow Non-load-bearing Units (Lightweight)
042200 |  | SAM | Concrete Building Brick
042200 |  | SAM | Masonry Wall Reinforcement
042200 |  | SAM | Bar Reinforcement
042200 |  | SAM | Adjustable Wall Ties
042200 |  | SAM | Flexible Anchors
042200 |  | SAM | Dovetail Anchor Slot Concrete Inserts
042200 |  | SAM | Tiebars
042200 |  | SAM | Buck Anchors (For Anchoring New Masonry To Existing Construction)
042200 |  | SAM | Metal Lath
042200 |  | SAM | Hardware Cloth
042200 |  | SAM | Thru-Wall Masonry Flashing
042200 |  | SAM | Cap flashing With Thru-Wall Cap Flashing Receiver
042200 |  | SAM | Control Joint Filler
042200 |  | SAM | PVC Control Joint
042200 |  | SAM | Premoulded Control Joint Strips
042200 |  | SAM | Weep Holes
042200 |  | SAM | Asphalt Felt (For Mortar Control Joints)
042200 |  | SAM | Clay Flue Lining
042200 |  | QCS | Concrete Masonry Unit Test Reports
042200 |  | QCS | Bar reinforcement manufacturer’s certification
042200 |  | LEED | Local/Regional Materials: Bar reinforcement manufacturer’s certification
042200 |  | LEED | Local/Regional Materials: Manufacturing location(s)
042200 |  | LEED | Recycled Content
042300 |  |  | GLASS UNIT MASONRY
042300 |  | PD | Glass Blocks
042300 |  | PD | Panel Reinforcement
042300 |  | PD | Panel Anchors
042300 |  | PD | Asphalt Emulsion
042300 |  | PD | Glass-Fiber Expansion Strips
042300 |  | PD | Plastic-Foam Expansion Strips
042300 |  | PD | Dovetail Wire Ties
042300 |  | PD | Anchor Bolts
042300 |  | PD | Expansion Anchors
042300 |  | PD | Steel Column Anchors
042300 |  | SAM | Glass Block
042300 |  | SAM | Reinforcement
042300 |  | SAM | Expansion Strip
042300 |  | SAM | Mortar Color Sample
044300 |  |  | ROUGH STONE
044300 |  | PD | Stone
044300 |  | SAM | Stone
044301 |  |  | CUT STONE
044301 |  | SD | Setting and detail drawings showing dimensions, sections, jointing, anchoring, and setting number of each stone.
044301 |  | PD | Limestone
044301 |  | PD | Granite
044301 |  | PD | Marble
044301 |  | PD | Bluestone
044301 |  | PD | Slate
044301 |  | PD | Anchors
044301 |  | PD | Cramps
044301 |  | PD | Dowels
044301 |  | PD | Anchor Bolts, Washers, Nuts
044301 |  | PD | Wire Ties
044301 |  | PD | Dovetail Anchor Concrete Inserts
044301 |  | PD | Setting Buttons/Pads
044301 |  | PD | Stone Cleaner
044301 |  | SAM | Limestone
044301 |  | SAM | Granite
044301 |  | SAM | Marble
044301 |  | SAM | Bluestone
044301 |  | SAM | Slate
044301 |  | SAM | Existing Stone Samples
044301 |  | SAM | Anchors
044301 |  | SAM | Cramps
044301 |  | SAM | Dowels
044301 |  | SAM | Anchor Bolts, Washers, Nuts
044301 |  | SAM | Wire Ties
044301 |  | SAM | Dovetail Anchor Concrete Inserts
044301 |  | SAM | Setting Buttons/Pads
044301 |  | SAM | Stone Cleaner
044301 |  | QCS | Certificate: Qualifications: Statements certifying that the stone supplier and the installer have the specified qualifications
044301 |  | QCS | Certificate: Stone: Statement certifying that each kind and type of stone provided for this project meets the requirements of these specifications.
045000 |  |  | REFRACTORIES
045000 |  | SD | Setting and detail drawings showing dimensions, sections, jointing, and anchoring
045000 |  | PD | Fireclay Refractory Brick
045000 |  | PD | Insulating Firebrick
045000 |  | PD | Refractory Mortar
045000 |  | PD | High Alumina Plastic Refractory
045000 |  | PD | Fireclay Plastic Refractory
045000 |  | PD | Regular Castable Refractory
045000 |  | PD | Insulating Castable Refractory
045000 |  | PD | Mineral Fiber Block Insulation
045000 |  | PD | Wall Anchors
045000 |  | PD | Drying & Curing Instructions
045000 |  | QCS | Furnish to the Director the names and addresses of 3 similar projects which these people have worked on during the past 3 years.

## Div.5
SUBMITTALS FOR APPROVAL |  |  |  | Send to: | Critical Submittals | Contractor's Projected Dates Allow at least 4 weeks for Approval (allows time for any resubmission)
Spec Section | Sub Section | Type | Description | F | Mark "X" for all that apply | Projected Transmittal Date: | Projected Approval Date: | Projected Delivery Date:
F/O
D
050513 |  |  | SHOP-APPLIED COATINGS FOR METAL
050513 |  | QCS | Certification: Furnish Certificates of Compliance with ASTM Specifications, and Standards specified herein
050513 |  | SAM | Two 3 inch by 6 inch samples of factory applied coatings and colors
050513 |  | CCS | Operation and Maintenance Data: Deliver 2 copies | F
050513 |  | CCS | Warranty - Provide 20 year warranty against rust | F
050513 |  | CCS | Warranty - 5 year warranty against coating failure | F
051200 |  |  | STRUCTURAL STEEL (Allowable Stress Design)
051200 |  | SD | Initial Submission: Drawings of proposed job standards for shop and field connections, including standard and special connections, complying with the requirements
051200 |  | SD | Initial Submission: Erection drawings indicating sizes, weights, and locations of all structural members.
051200 |  | SD | Initial Submission: Anchor bolt and base plate plans
051200 |  | SD | Subsequent Submission: Index sheets and revised erection drawings to which erection marks have been added
051200 |  | SD | Subsequent Submission: Detail drawings of all structural members
051200 |  | PD | Shop paint
051200 |  | EPD | Environmental Product Declaration
051200 |  | QCS | Test Reports: Steel manufacturer’s mill test reports
051200 |  | QCS | Test Reports: Bolt manufacturer’s test reports
051200 |  | QCS | Certificates: Submit evidence, in triplicate, of steel material compliance with this Specification.
051200 |  | QCS | Fabricator’s and Erector’s Qualifications Data
051200 |  | QCS | Welding Procedure Specifications
051200 |  | QCS | Welder’s Certification
051200 |  | LEED | MR Credit 4.1 and MR Credit 4.2
051200 |  | LEED | MR Credit 5.1 and MR Credit 5.2
051201 |  |  | STRUCTURAL STEEL (Load and Resistance Factor Design)
051201 |  | SD | Initial Submission: Drawings of proposed job standards for shop and field connections, including standard and special connections, complying with the requirements
051201 |  | SD | Initial Submission: Erection drawings indicating sizes, weights, and locations of all structural members.
051201 |  | SD | Initial Submission: Anchor bolt and base plate plans
051201 |  | SD | Subsequent Submission: Index sheets and revised erection drawings to which erection marks have been added
051201 |  | SD | Subsequent Submission: Detail drawings of all structural members
051201 |  | PD | Shop Paint
051201 |  | PD | Test Reports: Steel manufacturer's mill test reports
051201 |  | PD | Test Reports: Bolt manufacturer's test reports
051201 |  | EPD | Environmental Product Declaration
051201 |  | QCS | Certificates
051201 |  | QCS | Fabricator's Qualifications Data
051201 |  | QCS | Welding Procedure Specifications
051201 |  | QCS | Welder's Certification
051201 |  | LEED | MR Credit 4.1 and MR Credit 4.2
051201 |  | LEED | MR Credit 5.1 and MR Credit 5.2
051400 |  |  | STRUCTURAL ALUMINUM
051400 |  | SD | Structural Aluminum: Include anchor bolt and base plate plans, erection drawings, and detail drawings for all members
051400 |  |  | Structural Aluminum: Indicate shop and field welds by standard AWS welding symbols in accordance with AWS A2.4.
051400 |  | PD | Shop paint
051400 |  | SAM | Anodized Finish
051400 |  | QCS | Certificates: Submit evidence, in triplicate, of aluminum material compliance with this Specification.
051400 |  | QCS | Fabricator's and Erector's Qualifications Data
051400 |  | QCS | Welding Procedure Specs
051400 |  | LEED | MR Credit 4.1 and MR Credit 4.2
051400 |  | LEED | MR Credit 5.1 and MR Credit 5.2
052116 |  |  | LONGSPAN STEEL JOISTS, LH-SERIES
052116 |  | SD | Erection drawings, including anchorage and bracing details
052116 |  | SD | Manufacturing Detail Drawings
052116 |  | EPD | Environmental Product Declaration
052116 |  | QCS | Joist Manufacturing Schedule
052116 |  | QCS | Mill Test Reports
052116 |  | QCS | Certicate of Inspection
052116 |  | LEED | MR Credit 4.1 and MR Credit 4.2
052116 |  | LEED | MR Credit 5.1 and MR Credit 5.2
052119 |  |  | OPEN WEB STEEL JOISTS, K-SERIES
052119 |  | SD | Erection drawings, end bearing and anchorage details, bracing details, and (if required) details of extended ends and ceiling extensions
052119 |  | SD | Details for connection of other related work (if any), except do not show steel deck
052119 |  | EPD | Environmental Product Declaration
052119 |  | QCS | Joist Delivery Schedule
052119 |  | QCS | Mill Test Reports
052119 |  | QCS | Certificate: Certification of joist manufacturer's compliance with inspection program provisions of the SJI Specifications
052119 |  | LEED | MR Credit 4.1 and MR Credit 4.2
052119 |  | LEED | MR Credit 5.1 and MR Credit 5.2
052123 |  |  | STEEL JOIST GIRDERS
052123 |  | SD | Erection drawings, including anchorage and bracing details. (Do not show steel deck.)
052123 |  | SD | Manufacturing Detail Drawings
052123 |  | EPD | Environmental Product Declaration
052123 |  | QCS | Joist Girder Manufacturing Schedule
052123 |  | QCS | Mill Test Reports
052123 |  | QCS | Certificate: Certification that joist girder manufacturer maintained Quality Control inspection
052123 |  | LEED | MR Credit 4.1 and MR Credit 4.2
052123 |  | LEED | MR Credit 5.1 and MR Credit 5.2
053100 |  |  | FLUTED STEEL DECKS
053100 |  | SD | Show application to project. Prepare separate drawings, coordinated with, but not superimposed on, joist drawings or structural steel erection drawings.
053100 |  | PD | Fluted Deck and Accessories
053100 |  | PD | Acoustical Deck
053100 |  | PD | Self drilling Fasteners
053100 |  | PD | Flexible Closure Strips
053100 |  | EPD | Environmental Product Declaration
053100 |  | LEED | MR Credit 4.1 and MR Credit 4.2
053100 |  | LEED | MR Credit 5.1 and MR Credit 5.2
053101 |  |  | CELLULAR STEEL DECKS
053101 |  | SD | Show application to project
053101 |  | PD | Cellular Deck and Metal Accessories
053101 |  | PD | Acoustical Deck
053101 |  | PD | Self Drilling Fasteners
053101 |  | EPD | Environmental Product Declaration
053101 |  | LEED | MR Credit 4.1 and MR Credit 4.2
053101 |  | LEED | MR Credit 5.1 and MR Credit 5.2
054000 |  |  | COLD-FORMED METAL FRAMING
054000 |  | SD | Erection and fabrication drawings for all load carrying metal framing and accessories
054000 |  | PD | Framing (including Studs, Tracks, Joists, Perimeter Channel, and Rafters)
054000 |  | PD | Bracing, Bridging, Strapping, Reinforcement, Stiffeners, Plates, Gussets, Clip Angles, and Hangers
054000 |  | PD | Power-Actuated Fasteners
054000 |  | PD | Self-Drilling Fasteners
054000 |  | PD | Galvanizing
054000 |  | PD | Galvanizing Repair Paint
054000 |  | EPD | Environmental Product Declaration
054000 |  | LEED | MR Credit 4.1 and MR Credit 4.1
054000 |  | LEED | MR Credit 5.1 and MR Credit 5.2
054000 |  | QCS | Certificates: Affidavit required under Quality Assurance Article.
054210 |  |  | PRE-ENGINEERED COLD-FORMED STEEL TRUSS SYSTEM
054210 |  | SD | Submit shop drawings for all cold-formed metal framing required by this contract.
054210 |  | PD | Pre-Engineered Cold-Formed Steel Trusses
054210 |  | PD | Fasteners Used in Fabricating Trusses
054210 |  | EPD | Environmental Product Declaration
054210 |  | QCS | Truss Component Manufacturer's Instructions
054210 |  | QCS | Design Data
054210 |  | QCS | Current certification of Truss Fabricator by Cold Form Steel Truss Manufacturer
054210 |  | QCS | Provide Cold Form Steel Truss Manufacturer’s material certification
054210 |  | LEED | MR Credit 4.1 and MR Credit 4.1
054210 |  | LEED | MR Credit 5.1 and MR Credit 5.2
055000 |  |  | METAL FABRICATIONS (Broadscope)
055000 |  | SD | Application to Project: Locate anchor bolts required for installation in other Work
055000 |  | SD | Application to Project: Indicate shop and field welds by standard AWS welding symbols in accordance with AWS A2.4.
055000 |  | SD | Application to Project: Floor Grating
055000 |  | PD | Fixed Ladders
055000 |  | PD | Loose Bearing Plates
055000 |  | PD | Loose Lintels
055000 |  | PD | Shelf Angles
055000 |  | PD | Structural Steel Door Frames
055000 |  | PD | Steel Pipe Railings and Handrails
055000 |  | PD | Safety Nosings
055000 |  | PD | Trench Covers
055000 |  | PD | Floor Grating
055000 |  | EPD | Environmental Product Declaration
055000 |  | LEED | MR Credit 4.1 and MR Credit 4.1
055000 |  | LEED | MR Credit 5.1 and MR Credit 5.2
055100 |  |  | METAL STAIRS
055100 |  | SD | Application to Project: Include anchor bolt location plan (if any), erection drawings, and detail drawings of all components
055100 |  | SD | Application to Project: Indicate shop and field welds by standard AWS welding symbols in accordance with AWS A2.4.
055100 |  | PD | Paint
055100 |  | PD | Grating Treads and Platforms
055100 |  | QCS | Fabricator's Qualifications Data
055100 |  | LEED | MR Credit 4.1 and MR Credit 4.1
055100 |  | LEED | MR Credit 5.1 and MR Credit 5.2
055516 |  |  | STAIR NOSINGS
055516 |  | PD | Type A-1 Abrasive Stair Nosings
055516 |  | PD | Type A-2 Abrasive Stair Nosings
055516 |  | PD | Type A-3 Abrasive Stair Nosings
055516 |  | PD | Type A-4 Abrasive Stair Nosings
055516 |  | PD | Abrasive Color
055516 |  | PD | Bituminous Mastic
055516 |  | SAM | Color Samples
055516 |  | LEED | MR Credit 4.1 and MR Credit 4.1
055516 |  | LEED | MR Credit 5.1 and MR Credit 5.2
057000 |  |  | ORNAMENTAL METAL
057000 |  | SD | Fabrication details and connections Include location of anchor bolts required
057000 |  | PD | Aluminum materials
057000 |  | PD | Stainless Steel materials
057000 |  | PD | Bronze materials
057000 |  | PD | Fasteners
057000 |  | PD | Anchors and Inserts
057000 |  | PD | Bituminous Paint
057000 |  | PD | Zinc Chromate Primer
057000 |  | PD | Lacquer
057000 |  | PD | Shrink Resistant Grout
057000 |  | SAM | Metal Finish
057000 |  | SAM | Fittings Brackets, flanges, and other Accessories
057000 |  | LEED | MR Credit 4.1 and MR Credit 4.1
057000 |  | LEED | MR Credit 5.1 and MR Credit 5.2
057800 |  |  | EXPANSION JOINT COVER ASSEMBLIES
057800 |  | SD | Show fabrication details and connections to adjacent construction.
057800 |  | PD | Joint Cover Assemblies
057800 |  | SAM | Joint Covers

## Div.6
SUBMITTALS FOR APPROVAL |  |  |  | Send to: | Critical Submittals | Contractor's Projected Dates Allow at least 4 weeks for Approval (allows time for any resubmission)
Spec Section | Sub Section | Type | Description | F | Mark "X" for all that apply | Projected Transmittal Date: | Projected Approval Date: | Projected Delivery Date:
F/O
D
061000 |  |  | ROUGH CARPENTRY
061000 |  | QCS | Certificates: Dip Treatment
061000 |  | QCS | Certificates: Pressure Treatment
061000 |  | QCS | Certificates: Waterbourne Preservatives
061000 |  | QCS | Certificates: Fire-Retardant Treatment
061000 |  | LEED | MR Credit 5.1 and MR Credit 5.2
061000 |  | LEED | MR Credit 6
061000 |  | LEED | MR Credit 7
061000 |  | LEED | EQ Credit 4.4
061323 |  |  | HEAVY TIMER CONSTRUCTION
061323 |  | SD | Show erection drawings. Also show joint and connection details.
061323 |  | SAM | Timber
061323 |  | SAM | Sealer
061323 |  | SAM | Metal Connectors, Anchors and Accessories
061323 |  | QCS | Preservative Treatment Certificate: Submit "Certificate of Treatment" by treating plant, for each shipment
061323 |  | QCS | Preservative Treatment Certificate: : For each shipment, submit certification by an independent Quality Control Agency recognized by the AWPA, stating that treatment complies with specified standards.
061323 |  | QCS | Fire-Retardant Treatment Certificate
061753 |  |  | WOOD TRUSSES
061753 |  | SD | Include truss framing plans, truss elevations, locations and details of connector plates, bearing and anchorage details, bracing and connection details, species and grades of lumber, and connections required for the support of other Work.
061753 |  | QCS | Design Data: Connector plate evaluation information
061753 |  | QCS | Design Data: Lumber design values
061753 |  | QCS | Design Data: Design calculations stamped and signed by a licensed Professional Engineer
061753 |  | QCS | Wood Treatment Certification(s)
061800 |  |  | GLUED LAMINATED CONSTRUCTION
061800 |  | SD | Early Submission: Drawings of proposed job standards for shop and field connections, Erection drawings indicating sizes and locations of all members, Anchor bolt and bearing plate plans
061800 |  | SD | Submit detail drawings, other than for anchor bolts and bearing plates, after approval of the job standards and the erection drawings.
061800 |  | PD | Glued laminated members
061800 |  | PD | Metal Connectors
061800 |  | PD | Bolts
061800 |  | SAM | Typical Laminated Member
061800 |  | SAM | Factory Finish(s)
061800 |  | QCS | Certificates: Affidavits required under Quality Assurance Article
061800 |  | QCS | Manufacturer's Qualifications Data
061800 |  | QCS | Erector's Qualifications Data
062000 |  |  | FINISH CARPENTRY
062000 |  | SD | Fabrication Details and Connections
062000 |  | SAM | Transparent Finish
062000 |  | SAM | Plastic Laminate
062000 |  | QCS | Dip Treatment Certificates
062000 |  | QCS | Pressure Treatment Certificates
064000 |  |  | ARCHITECTURAL WOODWORK
064000 |  | SD | Show fabrication details and connections to adjacent Work
064000 |  | PD | Plastic Laminate
064000 |  | PD | Closet Rods
064000 |  | PD | Adjustable Shelf Pilaster Standards and Supports
064000 |  | PD | Adjustable Shelf Slotted Standards and Brackets
064000 |  | PD | Hinges
064000 |  | PD | Pivots
064000 |  | PD | Bottom Track and Sheaves
064000 |  | PD | Drawer Slides
064000 |  | PD | Cabinet Door/Drawer Pulls, Surface
064000 |  | PD | Sliding Door Pulls, Flush
064000 |  | PD | Magnetic Cabinet Door Catches
064000 |  | PD | Cabinet Drawer Lock
064000 |  | PD | Cabinet Door Lock
064000 |  | PD | Sliding Door Lock
064000 |  | LEED | MR Credit 5.1 and MR Credit 5.2
064000 |  | LEED | MR Credit 6
064000 |  | LEED | MR Credit 7
064000 |  | LEED | EQ Credit 4.4
066000 |  |  | SOLID PLASTIC FABRICATIONS
066000 |  | SD | Fabrication Details and Connection
066000 |  | PD | Solid Plastic Panels
066000 |  | LEED | MR Credit 4.1 and MR Credit 4.1
066000 |  | LEED | MR Credit 5.1 and MR Credit 5.2
066000 |  | LEED | Adhesives
066000 |  | SAM | Solid Plastic Panels
066000 |  | QCS | Qualifications Certificates
066000 |  | CCS | Maintenance Data: Deliver 2 copies | F
066401 |  |  | FIBERGLASS PANELS
066401 |  | PD | Fiberglass Panels
066401 |  | PD | Fasteners
066401 |  | PD | Filler Strips, Closure Strips, and Related Accessories
066401 |  | SAM | Fiberglass Panels
066401 |  | SAM | Color Samples
066500 |  |  | PLASTIC SIMULATED WOOD TRIM
066500 |  | PD | Beadboard
066500 |  | PD | One-Piece Corner Trim
066500 |  | PD | Interior Moldings
066500 |  | PD | Newel Post Components
066500 |  | PD | Rail and Baluster Components
066500 |  | PD | Newel Post Covers
066500 |  | PD | Finishes
066500 |  | PD | Fasteners
066500 |  | PD | Adhesives
066500 |  | PD | Filler
066500 |  | LEED | MR Credit 4.1 and MR Credit 4.2
066500 |  | LEED | MR Credit 5.1 and MR Credit 5.2
066500 |  | LEED | Product Data for EQ Credit 4.1
066500 |  | LEED | Product Data for EQ Credit 4.4
066500 |  | SAM | For each finish product specified, two samples, minimum size 6 inches square, representing actual product, color, and patterns
066500 |  | QCS | Certificates: Affidavit required under QUALITY ASSURANCE Article
066500 |  | QCS | Manufacturer’s Field Reports
066500 |  | CCS | Warranty: Copy of specified Warranty | F
066500 |  | CCS | Extra Materials: Leave extra materials over 2 feet in length, if any, at the facility where directed by the Director’s Representative | F

## Div.7
SUBMITTALS FOR APPROVAL |  |  |  | Send to: | Critical Submittals | Contractor's Projected Dates Allow at least 4 weeks for Approval (allows time for any resubmission)
Spec Section | Sub Section | Type | Description | F | Mark "X" for all that apply | Projected Transmittal Date: | Projected Approval Date: | Projected Delivery Date:
F/O
D
070130 |  |  | SLATE ROOFING REPAIRS
070130 |  | PD | Slate
070130 |  | PD | Sealant
070130 |  | PD | Felts
070130 |  | PD | Underlayment Flashing
070130 |  | SAM | Slate
070130 |  | SAM | Wire
070130 |  | SAM | Sheet Coper
070130 |  | SAM | Underlayment Flashing
070130 |  | QCS | Applicator's Qualifications
070150 |  |  | MODIFICATIONS TO EXISTING WARRANTIED ROOF SYSTEM
070150 |  | PACK | Submit the product data and quality control submittals specified below at the same time in one complete package
070150 |  | PD | Membrane manufacturer's installation instructions and details for the Work of this Section
070150 |  | PD | All materials required for the the Work of this Section
070150 |  | QCS | Applicator's Certification
070150 |  | QCS | Material Certification
070150 |  | QCS | Warranty Certification
070153 |  |  | EPDM ROOFING REPAIR
070153 |  | PACK | Submit all items, except contract closeout submittals and MSDS, at one time as a complete package.
070153 |  | PD | EPDM (Ethylene, Propylene, Diene, Monomer) Sheet Membrane
070153 |  | PD | Sheet Flashing
070153 |  | PD | Inseam Tape
070153 |  | PD | Cured EPDM Cover Tape
070153 |  | PD | Uncured EPDM Cover Tape
070153 |  | PD | Related Products
070153 |  | PD | Insulation
070153 |  | PD | Underlayment Board
070153 |  | PD | Insulation and Membrane Fasteners
070153 |  | PD | Base Flashing Fasteners (use along top edge of base, beneath in-wall cap flashings)
070153 |  | PD | Termination Bar and Fasteners
070153 |  | PD | EPDM Anchor Strips
070153 |  | PD | Bitumen
070153 |  | PD | Insulation Adhesive
070153 |  | PD | Pipe Flashing
070153 |  | PD | Compression Clamp
070153 |  | PD | Retro-Fit Roof Drins
070153 |  | PD | Pitch Pocket Filler Material
070153 |  | PD | Sealant
070153 |  | PD | Color Coating
070153 |  | PD | Ballast Underlayment
070153 |  | PD | Materials for Vapor Barrier Repair
070153 |  | PD | MSDS
070153 |  | SAM | Sheet Membrane
070153 |  | SAM | Sheet Flashing
070153 |  | SAM | EPDM Cover Tape
070153 |  | SAM | Inseam Tape
070153 |  | SAM | Fasteners
070153 |  | SAM | Insulation
070153 |  | SAM | Coverboard
070153 |  | SAM | Underlayment Board
070153 |  | QCS | Membrane Manufacturer's Certification
070153 |  | QCS | Installer's Certification
070160 |  |  | ROOF FLASHING AND RELATED ROOF REPAIRS
070160 |  | PD | Cants
070160 |  | PD | Wood Nailers
070160 |  | PD | Gravel/Crushed Stone
070160 |  | QCS | Applicator's Certification
071113 |  |  | BITUMINOUS DAMPPROOFING
071113 |  | PD | Asphalt Primer
071113 |  | PD | Asphalt Emulsion
071326 |  |  | RUBBERIZED ASPHALT SHEET MEMBRANE WATERPROOFING SYSTEM
071326 |  | PACK | Submit the shop drawings, product data, and samples specified below at the same time as a package
071326 |  | SD | Deviation from Contract Document showing existing conditions and details
071326 |  | PD | Sheet Membrane Waterproofing
071326 |  | PD | Protection Board and Adhesive
071326 |  | PD | Drainage Composite
071326 |  | PD | Insulation
071326 |  | PD | Insulation Adhesive
071326 |  | PD | Patching Mortar
071326 |  | PD | Any revision of the membrane manufacturer's product data as necessary to suit requirements of the Contract Documents
071326 |  | PD | Manufacturer's Warranty Sample
071326 |  | SAM | Rubberized Asphalt Sheet Membrane
071326 |  | SAM | Flashing Cap Sheet
071326 |  | SAM | Protection Board
071326 |  | SAM | Insulation
071326 |  | SAM | Drainage Composite
071326 |  | QCS | Membrane Waterproofing Manufacturer's Certification
071326 |  | QCS | Applicator's Certification
071326 |  | QCS | Company Field Advisor
071326 |  | CCS | Warranty Extension | F
071400 |  |  | LIQUID APPLIED WATERPROOFING SYSTEM
071400 |  | PD | Membrane material
071400 |  | PD | Primer
071400 |  | PD | Static Joint and Crack Filler
071400 |  | PD | Expansion Joint Sealant
071400 |  | PD | Expansion Joint Filler and Back-up Rod
071400 |  | PD | Protection Board
071400 |  | PD | Cant Strips
071400 |  | PD | Bond Breaker Tape
071400 |  | PD | Wax
071400 |  | PD | Recommended details
071400 |  | SAM | Protection Board
071400 |  | QCS | Certification Letter material meets requirements listed in specfications
071400 |  | QCS | Certification - Installers Qualifications Data
071400 |  | CCS | Warranty | F
071613 |  |  | CEMENTITIOUS WATERPROOFING
071613 |  | PD | Cementitious Waterproof Coating
071613 |  | PD | Cementitious Waterproof Plaster Coating
071613 |  | PD | Color
071613 |  | PD | Acrylic Additive
071613 |  | PD | Cleaning Agents
071613 |  | SAM | Cementitious Coating
071613 |  | SAM | Acrylic Additive
071613 |  | QCS | Test Reports
071613 |  | QCS | Installer's Qualifications Data
071900 |  |  | WATER REPELLENT COATING
071900 |  | PD | Type 1 Water Repellent
071900 |  | PD | Type 2 Water Repellent
071900 |  | PD | Type 3 Water Repellent
071900 |  | SAM | Type 1 Water Repellent
071900 |  | SAM | Type 2 Water Repellent
071900 |  | SAM | Type 3 Water Repellent
071900 |  | QCS | Test Reports
072100 |  |  | BUILDING INSULATION
072100 |  | PD | Rigid (Board) Insulation: Rigid cellular polyurethane or polyisocyanurate thermal insulation boards surfaced with other materials; FS HH-I-1972/GEN.
072100 |  | PD | Rigid (Board) Insulation: Expanded molded polystyrene thermal insulation boards; ASTM C 578, Type I.
072100 |  | PD | Rigid (Board) Insulation: Extruded polystyrene thermal insulation boards; ASTM C 578, Type IV, manufactured with CFC-free blowing agents
072100 |  | PD | Rigid (Mineral Fiber Board) Insulation: Mineral fibers and water-resistant binders formed into rigid, non-combustible boards; FS HH-I-558C, Form A.
072100 |  | PD | Mineral Fiber Insulation: Glass or other inorganic fibers and resinous binders formed into flexible blankets, batts or rolls; ASTM C 665.
072100 |  | PD | Loose Mineral Fiber Insulation: Rock, slag, or glass processed into fiber and formed into loose resilient wool mass or granular nodules; FS HH-I-1030B, Type I, Class A or B for pneumatic applications and Type II, Class A or B for poured applications.
072100 |  | PD | Loose Cellulose Fiber Insulation: Chemically treated cellulosic or wood fiber loose fill thermal insulation; ASTM C 739, Type I for pneumatic applications and Type II for poured applications.
072100 |  | PD | Loose Granular Insulation: Perlite (expanded volcanic aggregate); ASTM C 549 or Vermiculite (expanded or exfoliated micaceous mineral aggregate); ASTM C 516.
072100 |  | PD | Adhesive for Bonding Insulation
072100 |  | PD | Mechanical Anchors
072100 |  | PD | Vapor Barrier
072100 |  | SAM | Blanket, Batt or Roll
072100 |  | SAM | Rigid Type
072100 |  | SAM | Loose Type
072100 |  | LEED | MR Credit 4.1 and MR Credit 4.1
072100 |  | LEED | MR Credit 5.1 and MR Credit 5.2
072100 |  | LEED | MR Credit 6
072100 |  | QCS | Certificate Affidavit required under Quality Assurance Article
072400 |  |  | EXTERIOR INSULATION AND FINISH SYSTEM
072400 |  | SD | Show locations of control joints, details of treatment at trim pieces, intersections, changes in planes, changes in Systems, and openings
072400 |  | PD | Class PB/Type A System: Rigid Insulation Board
072400 |  | PD | Class PB/Type A System: Adhesive
072400 |  | PD | Class PB/Type A System: Mechanical Fasteners
072400 |  | PD | Class PB/Type A System: Fiber Fabric
072400 |  | PD | Class PB/Type A System: Portland Cement
072400 |  | PD | Class PB/Type A System: Trim Accessories
072400 |  | PD | Class PB/Type A System: Base Coat
072400 |  | PD | Class PB/Type A System: Finish Coat
072400 |  | PD | Class PM/Type A System: Rigid Insulation Board
072400 |  | PD | Class PM/Type A System: Mechanical Fasteners
072400 |  | PD | Class PM/Type A System: Reinforcing Fabric
072400 |  | PD | Class PM/Type A System: Reinforcing Fibers
072400 |  | PD | Class PM/Type A System: Portland Cement
072400 |  | PD | Class PM/Type A System: Liquid Modifier
072400 |  | PD | Class PM/Type A System: Sand
072400 |  | PD | Class PM/Type A System: Trim Accessories
072400 |  | PD | Class PM/Type A System: Finish Coat
072400 |  | SAM | Insulation
072400 |  | SAM | Fiber Frabric
072400 |  | SAM | Fabric Lath
072400 |  | SAM | Reinforcing Fibers
072400 |  | SAM | Trim Pieces
072400 |  | SAM | Fasteners
072400 |  | SAM | Color Samples
072400 |  | SAM | Finished Sample
072400 |  | QCS | Installer's Qualifications Data
072400 |  | QCS | Company Field Advisor Data
072400 |  | QCS | Certificate: Affidavit required under Quality Assurance Article
072400 |  | CCS | Maintenance Data - 2 Copies | F
072400 |  | CCS | Special Warranty | F
072400 |  | CCS | Manufacturer’s Warranty | F
072600 |  |  | VAPOR RETARDER UNDER SLABS ON GRADE
072600 |  | PD | Companies
072600 |  | PD | Vapor Retarder: Extruded single-ply or multi-ply type; polyethylene or polyolefin - Standard Applications
072600 |  | PD | Vapor Retarder: Extruded single-ply or multi-ply type; Polyethylene or polyolefin - Puncture Resistance
072600 |  | PD | Pressure-Sensitive Tape/Adhesive
072600 |  | PD | Pipe Boots
072600 |  | SAM | Vapor Barrier Material
072600 |  | SAM | Pressure-Sensitive Tape
073113 |  |  | ASPHALT SHINGLE ROOF SYSTEM
073113 |  | PACK | Submit the product data, samples, and quality control submittals specified at the same time as a package
073113 |  | PD | Heavy-Duty Architectural Asphalt Shingles
073113 |  | PD | Architectural Asphalt Shingles
073113 |  | PD | Asphalt Shingles
073113 |  | PD | Concealed Flashing (Vapor Barrier)
073113 |  | PD | Shingle and Underlayment Fasteners
073113 |  | PD | Perimeter Edge Metal
073113 |  | PD | Plastic Cement
073113 |  | PD | Ventilating Nail Base Insulation Board
073113 |  | PD | Shingle Over Ridge Vents
073113 |  | PD | Aluminum Ridge Vents
073113 |  | PD | Vented Eave Flashing
073113 |  | PD | Continuous Soffit Vents
073113 |  | PD | Insulation Baffles
073113 |  | PD | Pipe Flashing Boot
073113 |  | SAM | Roof Shingles
073113 |  | SAM | Cap Shingle
073113 |  | SAM | Nails
073113 |  | SAM | Felt Underlayment
073113 |  | SAM | Perimiter Edge Metal
073113 |  | SAM | Concealed Flashing
073113 |  | SAM | Insulated Sheathing
073113 |  | SAM | Ridge Vent
073113 |  | SAM | Vented Eave Flashing
073113 |  | SAM | Soffit Vents
073113 |  | SAM | Insulation Baffles
073113 |  | QCS | Manufacturer's Warranty Sample Copy
073113 |  | CCS | Warranty and proof of purchase | F
073129 |  |  | WOOD SHINGLES AND SHAKES
073129 |  | PACK | Submit the product data, samples, and quality control submittals specified below at the same time as a package
073129 |  | PD | Shingles
073129 |  | PD | Shakes
073129 |  | PD | Rebuted and Rejointed Shingles
073129 |  | PD | Starter Course
073129 |  | PD | Felt Underlayment
073129 |  | PD | Concealed Flashing
073129 |  | PD | Nails for Shingles
073129 |  | PD | Nails for Shakes
073129 |  | SAM | Shingles or Shakes
073129 |  | SAM | Nails
073129 |  | SAM | Concealed Flashing
073129 |  | QCS | Applicator's Qualifications
074113 |  |  | PREFORMED METAL ROOFING AND SIDING SYSTEM
074113 |  | PACK | Submit product data, samples, all the items listed under Quality Control Submittals, and any proposed deviations from the Contract Documents, at the same time as one complete package
074113 |  | SD | Show fabrication and installation details and methods of joining and fastening panels, fastener spacing, flashings, curbs and other accessories in accordance with the Contract Documents and approved deviations (if any).
074113 |  | PD | Structural Standing Seam Roof Panels
074113 |  | PD | Snap-Seam/Snap-Lock Panels
074113 |  | PD | Wall Panel
074113 |  | PD | Soffit
074113 |  | PD | Finish
074113 |  | PD | Concealed Clips
074113 |  | PD | Bearing Plates
074113 |  | PD | Blocking at Eaves and Ridge
074113 |  | PD | Concealed Fasteners
074113 |  | PD | Exposed Fasteners
074113 |  | PD | Sealant
074113 |  | PD | Flashings and Trim
074113 |  | PD | Prefabricated Curbs
074113 |  | PD | Prefabricated Equipment Curbs
074113 |  | PD | Prefabricated Curb Flashing
074113 |  | PD | Rigid Insulation Vapor Retarder Underlayment
074113 |  | PD | Vapor Retarder And Concealed Flashing
074113 |  | PD | Mechanically Attached Snow Guards
074113 |  | PD | Touch up paint
074113 |  | PD | Form Closures
074113 |  | EPD | Environmental Product Declaration
074113 |  | SAM | Roof Panel
074113 |  | SAM | Siding Panel
074113 |  | SAM | Soffit Panel
074113 |  | SAM | Warranty
074113 |  | SAM | Color Samples
074113 |  | QCS | Test Reports: UL Wind Uplift Rating
074113 |  | QCS | Test Reports: Test Report of ASTM E 1592-01
074113 |  | QCS | Test Reports: Air and Water Infiltration Tests
074113 |  | QCS | Summary Reports
074113 |  | QCS | Fixed point calculations
074113 |  | QCS | Manufacturer's Qualifications Data
074113 |  | QCS | Installer's Qualifications Data
074113 |  | QCS | Company Field Advisor Data
074113 |  | CCS | Maintenance Data: For metal roof panels to include in maintenance manuals | F
074113 |  | CCS | Warranties: Specified warranties | F
074646 |  |  | MINERAL FIBER CEMENT SIDING
074646 |  | PD | Manufacturers/Companies
074646 |  | PD | Organic (wood) fibers mixed with Portland cement, fly ash, additives, and powdered rejects. Wood grains and architectural features pressed into surface
074646 |  | PD | Fiber-Cement Siding
074646 |  | PD | Fiber Cement Soffit
074646 |  | PD | Siding Accessories
074646 |  | PD | Decorative Accessories
074646 |  | PD | Colors for Decorative Accessories
074646 |  | PD | Flashing
074646 |  | PD | Fasteners
074646 |  | PD | Insect Screening for Soffit Vents
074646 |  | PD | Continuous Soffit Vents
074646 |  | PD | Round Soffit Vents
074646 |  | SAM | Initial Selection for Siding
074646 |  | SAM | Initial Selection for soffit
074646 |  | SAM | Initial Selection for Accessories
074646 |  | SAM | Verification each type, color, texture, and attern required
074646 |  | SAM | Color for siding
074646 |  | LEED | MR Credit 4.1 and MR Credit 4.2
074646 |  | LEED | MR Credit 5.1 and MR Credit 5.2
074646 |  | LEED | MR Credit 6
074646 |  | QCS | Product Certificates
074646 |  | QCS | Manufacturers Field Reports
074646 |  | QCS | Installer's Qualifications Data
074646 |  | QCS | Company Field Advisor Data
074646 |  | CCS | Maintenance Data - 2 Copies | F
074646 |  | CCS | Warranty | F
075002 |  |  | MECHANICALLY ATTACHED HYPALON ROOFING SYSTEM
075002 |  | PACK | Submit the shop drawings, product data, samples, and quality control submittals specified below at the same time as a package.
075002 |  | SD | Submit an accurate layout of the tapered insulation showing the slopes to the drains
075002 |  | PD | Hypalon Sheet Membrane
075002 |  | PD | Hypalon Sheet Flashing
075002 |  | PD | Hypalon Coated Metal
075002 |  | PD | Related Products: Furnish the membrane manufacturer’s bonding adhesive, primer, seam caulk, water cutoff mastic, nite seal, and pourable sealer, and other related products required for the Work of this Section
075002 |  | PD | Rigid Insulation: Closed cell isocyanurate foam core skinned on both sides with factory applied facers
075002 |  | PD | Rigid Insulation: Perlite mineral board insulation
075002 |  | PD | Tapered Insulation
075002 |  | PD | Insulation Underlayment
075002 |  | PD | Insulation and Membrane Fasteners
075002 |  | PD | Base Flashing Fasteners (For Top Edge Of Flashing)
075002 |  | PD | Compression Clamp
075002 |  | PD | Metal Compression Bar and Fasteners
075002 |  | PD | Expansion Joint Filler
075002 |  | PD | Expansion Joint Tube
075002 |  | PD | Mortar
075002 |  | PD | Materials For Repair Of Existing Vapor Barrier/Roofing Membrane
075002 |  | PD | Materials For Vapor Barrier (Gypsum and Lightweight Concrete)
075002 |  | PD | Materials For Vapor Barrier (Steel Decks)
075002 |  | PD | Walkway Pads
075002 |  | SAM | Sheet membrane
075002 |  | SAM | Sheet Flashing
075002 |  | SAM | Coated Metal Flashing
075002 |  | SAM | Insulation
075002 |  | SAM | Fasteners
075002 |  | SAM | Welded Seam as required under Quality Assurance Article
075002 |  | PD | Manufacturer's Warranty Sample
075002 |  | QCS | Fire Hazard Certification
075002 |  | QCS | Material Certification
075002 |  | QCS | Applicator's Certification
075002 |  | QCS | Manufacturer's Qualifications Data
075002 |  | CCS | Warranty Extension | F
075002 |  | CCS | Manufacturer’s Warranty | F
075100 |  |  | BUILT-UP BITUMINOUS ROOFING SYSTEM
075100 |  | PACK | Submit the shop drawings, product data, samples, and quality control submittals specified below at the same time as a package
075100 |  | SD | Tapered insulation showing the slopes to the drains
075100 |  | SD | Accurate layout of the wood nailers showing their required locations, spacing between neailers
075100 |  | PD | Manufacturer's Warranty Sample
075100 |  | PD | Repair of Existing Vapor Barrier
075100 |  | PD | Asphalt Vapor Barrier Over Concrete Deck Or Existing Vapor Barrier
075100 |  | PD | Coal Tar Vapor Barrier Over Concrete Deck Or Existing Vapor Barrier
075100 |  | PD | Asphalt Vapor Barrier Over Wood Deck Or Structural Wood Fiber Deck
075100 |  | PD | Asphalt Vapor Barrier Over Existing Gypsum Deck
075100 |  | PD | Asphalt Vapor Barrier Over Steel Deck
075100 |  | PD | Built-Up Asphalt Membrane
075100 |  | PD | Cold Applied Built-Up Membrane
075100 |  | PD | Coal Tar Membrane
075100 |  | PD | Underlayment For Uninsulated Wood Deck
075100 |  | PD | Built-Up Base Flashing
075100 |  | PD | Coverstrips
075100 |  | PD | Insulation
075100 |  | PD | Fasteners For Securing To Wood Decks
075100 |  | PD | Fasteners For Securing To Structural Wood Fiber Decks and Gypsum Decks
075100 |  | PD | Fasteners For Securing To Steel Decks
075100 |  | PD | Fasteners For Securing Membrane Underlayment To Wood Deck On Uninsulated Roofs
075100 |  | PD | Fasteners For Securing Roofing Membrane To Wood Nailers Or Wood Deck (Slopes 1/2 Inch Per Foot Or More)
075100 |  | PD | Fasteners For Securing Built-Up Base Flashing
075100 |  | PD | Insulation Adhesive
075100 |  | PD | Walkway Pads, Splash Pads
075100 |  | PD | Materials For Pitch Pockets
075100 |  | SAM | Asphalt Fiberglass Felt
075100 |  | SAM | Mineral Surfaced Flashing Cap Sheet
075100 |  | SAM | Fasteners
075100 |  | SAM | Insulation
075100 |  | SAM | Aggregate Surfacing
075100 |  | QCS | Fire Hazard Certification
075100 |  | QCS | Wind Uplift Certification
075100 |  | QCS | Material Certification
075100 |  | QCS | Membrane Manufacturer's Qualifications Data
075100 |  | QCS | Installer's Qualifications Data
075100 |  | QCS | Warranty Extension
075100 |  | CCS | Manufacturer’s Warranty | F
075216 |  |  | SBS MODIFIED BITUMEN ROOFING SYSTEM
075216 |  | PACK | Submit items specified below, except contract closeout submittals and MSDS, at the same time as a complete package
075216 |  | SD | Submit an accurate layout of the tapered insulation showing the slopes to the drains.
075216 |  | PD | Materials for Repair of Existing Vapor Barrier/Roofing Membrane
075216 |  | PD | Materials for Vapor Barrier over Concrete Decks and Existing Vapor Barriers
075216 |  | PD | Materials for Vapor Barrier on Gypsum and Light Weight Concrete Fill Decks
075216 |  | PD | Materials for Vapor Barrier on Wood and Structural Wood Fiber Decks
075216 |  | PD | Materials for Vapor Barrier and Underlayment on Steel Decks
075216 |  | PD | Modified Bitumen Roof Membrane
075216 |  | PD | Modified Bitumen Roof Membrane Ply Sheets
075216 |  | PD | Modified Bitumen Base Flashing and Cover Strip Ply Sheets
075216 |  | PD | Acceptable Roof System Manufacturers
075216 |  | PD | Bitumen
075216 |  | PD | Interply Adhesive
075216 |  | PD | Insulation
075216 |  | PD | Insulation Fasteners
075216 |  | PD | Insulation Adhesive
075216 |  | PD | Built Up Base Flashing Fasteners (use along top edge of base, beneath cap flashings)
075216 |  | PD | Retro-Fit Roof Drains
075216 |  | PD | Walkway Pad, Splash Pads, Protection Pads
075216 |  | PD | Materials for Pitch Pockets
075216 |  | PD | Granules
075216 |  | PD | Aggregate Surfacing
075216 |  | SAM | Modified Bitumen Membrane
075216 |  | SAM | Modified Bitumen Flashing Cap Sheet
075216 |  | SAM | Fasteners
075216 |  | SAM | Insulation
075216 |  | SAM | Aggregate Surfacing
075216 |  | QCS | Fire Hazard Certification
075216 |  | QCS | Wind Uplift Certification
075216 |  | QCS | Material Certification
075216 |  | QCS | Membrane Manufacturer's Qualifications Data
075216 |  | QCS | Installer's Qualifications Data
075216 |  | QCS | Warranty - Sample of the 10 year full system warranty
075216 |  | QCS | MSDS
075216 |  | CCS | Warranty Extension | F
075216 |  | CCS | Manufacturer’s Warranty | F
075323 |  |  | ADHERED EPDM ROOFING SYSTEM
075323 |  | PACK | Submit all items, except contract closeout submittals and MSDS, at one time as a complete package.
075323 |  | PD | Proposed Deviations from Contract Documents
075323 |  | PD | EPDM (Ethylene, Propylene, Diene, Monomer) Sheet Membrane
075323 |  | PD | Sheet Flashing
075323 |  | PD | Inseam Tape
075323 |  | PD | Cured EPDM Cover Tape
075323 |  | PD | Uncured EPDM Cover Tape
075323 |  | PD | Related Products: Membrane manufacturer’s bonding adhesive, splicing cement, lap sealant, water cut-off mastic, nite seal, pourable sealer, splice joint cleaning agent and primer, insulation adhesive, and all other products related to the sheet membrane system.
075323 |  | PD | Insulation
075323 |  | PD | Tapered Insulation System
075323 |  | PD | Coverboard Insulation
075323 |  | PD | Tapered Cricket System
075323 |  | PD | Tapered Edge Strips
075323 |  | PD | Underlayment Board
075323 |  | PD | Insulation and Membrane Fasteners
075323 |  | PD | Base Flashing Fasteners
075323 |  | PD | Termination Bar and Fasteners
075323 |  | PD | EPDM Anchor Strips
075323 |  | PD | Bitumen
075323 |  | PD | Coverboard, Insulation And Underlayment Board Adhesive
075323 |  | PD | Pipe Flashing
075323 |  | PD | Compression Clamp
075323 |  | PD | Expansion Joint Tube
075323 |  | PD | Walkway, Protection Pads
075323 |  | PD | Retro Fit Roof Drains
075323 |  | PD | Pitch Pocket Filler Material
075323 |  | PD | Sealant
075323 |  | PD | Color Coating
075323 |  | PD | Materials For Repair Of Existing Vapor Retarder
075323 |  | PD | Materials For Vapor Retarder and Underlayment On Steel Decks
075323 |  | PD | Materials For Vapor Retarder Over Concrete Decks
075323 |  | PD | Materials For Vapor Retarder On Wood, Structural Wood Fiber Decks, Gypsum Decks and Lightweight Concrete Fill
075323 |  | SAM | Sheet Membrane
075323 |  | SAM | Sheet Flashing
075323 |  | SAM | EPDM Covery Tape
075323 |  | SAM | Inseam Tape
075323 |  | SAM | Fasteners
075323 |  | SAM | Insulation
075323 |  | SAM | Coverboard
075323 |  | SAM | Underlayment Board
075323 |  | QCS | Fire Hazard Certification
075323 |  | QCS | Wind Uplift Certification
075323 |  | QCS | Material Certification Membrane Manufacturer's Certification
075323 |  | QCS | Membrane Manufacturer's Certification
075323 |  | QCS | Installer's Certification
075323 |  | QCS | Warranty: Sample Copy
075323 |  | LEED | MR Credit 4.1 and MR Credit 4.1
075323 |  | LEED | MR Credit 5.1 and MR Credit 5.2
075323 |  | LEED | MR Credit 6
075323 |  | CCS | Warranty Extension | F
075323 |  | CCS | Manufacturer’s Warranty | F
075324 |  |  | BALLASTED EPDM ROOFING SYSTEM
075324 |  | PACK | Submit the shop drawings, product data, samples, and quality control submittals specified below at the same time as a package.
075324 |  | SD | Sheet Membrane layout drawings
075324 |  | SD | Layout of tapered insulation showing the slopes to the drains
075324 |  | PD | Manufacturer’s Warranty: Sample copy of the membrane manufacturer’s 10 year warranty covering workmanship and materials
075324 |  | PD | EPDM Sheet Membrane
075324 |  | PD | Sheet Flashing
075324 |  | PD | Related Products: Membrane manufacturer’s bonding adhesive, splicing cement, lap sealant, water cut-off mastic, nite seal, pourable sealer, splice joint cleaning agent and or wash primer, and all other products related to the sheet membrane system.
075324 |  | PD | Ballast Underlayment
075324 |  | PD | Insulation
075324 |  | PD | Rigid Insulation: Closed cell isocyanurate foam core skinned on both sides
075324 |  | PD | Rigid Insulation: Expanded polystyrene insulation board.
075324 |  | PD | Rigid Insulation: Composite insulation board; consisting of a thermal barrier board (bottom side)
075324 |  | PD | Rigid Insulation: Extruded polystyrene insulation board.
075324 |  | PD | Tapered Insulation System
075324 |  | PD | Sheet Membrane and Sheet Flashing Fasteners
075324 |  | PD | Compression Bar
075324 |  | PD | Anchor Bar
075324 |  |  | Compression And Anchor Bar Fasteners
075324 |  | PD | Compression Clamp
075324 |  | PD | Expansion Joint Filler
075324 |  | PD | Expansion Joint Tube
075324 |  | PD | Mortar
075324 |  | PD | Materials for Repair Existing Vapor Barrier or Roofing Membrane
075324 |  | PD | Materials for New Vapor Barrier
075324 |  | PD | Walkway Pavers
075324 |  | PD | Pipe Flashing
075324 |  | PD | Grease Guards
075324 |  | PD | Ballast
075324 |  | SAM | Sheet Membrane
075324 |  | SAM | Sheet Flashing
075324 |  | SAM | Insulation
075324 |  | SAM | Fasteners
075324 |  | SAM | Ballast
075324 |  | SAM | Ballast Underlayment
075324 |  | QCS | Fire Hazard Certification
075324 |  | QCS | Material Certification
075324 |  | QCS | Membrane Manufacturer's Certification
075324 |  | QCS | Applicator's Certification
075324 |  | CCS | Warranty Extension | F
075324 |  | CCS | Manufacturer’s Warranty | F
075324 |  | CCS | Materials for Emergency Repairs: Furnish to the Facility 25 sq ft of EPDM sheet membrane, one gallon of splicing cement, and 4 tubes of lap sealant. | F
075324 |  | CCS | Grease Guard Maintenance: Turn over to the facility grease guard manufacturer’s printed maintenance requirements | F
075329 |  |  | PIB ROOFING SYSTEM
075329 |  | PACK | Submit the shop drawings, product data, samples, and quality control submittals specified below at the same time as a package.
075329 |  | SD | Layout of Tapered Insulation showing slopes to the drains
075329 |  | PD | Manufacturer’s Warranty: Sample copy of the membrane manufacturer’s 10 year warranty covering workmanship and materials
075329 |  | PD | Plastomeric Sheet Membrane
075329 |  | PD | Plastomeric Sheet Flashing
075329 |  | PD | Related Products: Provide the membrane manufacturer’s primers, adhesives, splicing tape, welding paste, sealants and all other related products
075329 |  | PD | Isocyanurate Insulation Board
075329 |  | PD | Glass Fiber Insulation Board
075329 |  | PD | Perlite Mineral Insulation Board
075329 |  | PD | Composite Insulation Board
075329 |  | PD | Factory Tapered Insulation System
075329 |  | PD | Factory Tapered Insulation System
075329 |  | PD | Membrane Fasteners
075329 |  | PD | Insulation Fasteners
075329 |  | PD | Compression Clamp
075329 |  | PD | Metal Compression Bar
075329 |  | PD | Walkway pads/Splash Pads
075329 |  | PD | Bitumen
075329 |  | PD | Plastic Cement
075329 |  | PD | Felts
075329 |  | PD | Primer
075329 |  | SAM | Plastomeric Sheet Membrane
075329 |  | SAM | Plastomeric Sheet Flashing
075329 |  | SAM | Insulation
075329 |  | SAM | Fasteners
075329 |  | QCS | Material Certification: Submit a letter from the roofing membrane manufacturer, the insulation manufacturer and the insulation fastener manufacturer, certifying that the insulation and insulation fasteners are approved for use with the roofing system.
075329 |  | QCS | Material Certification: Submit a letter from the roofing membrane manufacturer and the insulation manufacturer, certifying that the insulation is approved for use with the roofing system.
075329 |  | QCS | Applicator’s Certification
075329 |  | QCS | Company Field Advisor Certification
075329 |  | CCS | Warranty | F
075329 |  | CCS | Materials for Emergency Repairs: Furnish to the Facility 25 sq ft of unbacked plastomeric sheet membrane, one roll of splicing tape, one gallon of welding paste, and two tubes of joint sealant. | F
075338 |  |  | ELASTOMERIC TRAFFIC BEARING DECK COATING
075338 |  | PD | Elastomeric Traffic Bearing Deck Coating
075338 |  | PD | Neoprene Sheet Flashings
075338 |  | PD | Sealant
075338 |  | SAM | Elastomeric Traffic Bearing Deck Coating
075338 |  | SAM | Aggregate Surfacing
075338 |  | SAM | Neoprene Sheet Flashings
075338 |  | QCS | Applicator's Certification
075338 |  | QCS | Optical Comparator
075338 |  | CCS | Warranty | F
075339 |  |  | TRAFFIC BEARING DECK COVERING SYSTEM
075339 |  | PD | Underlayment
075339 |  | PD | Slip-Sheet
075339 |  | PD | Elastomeric Membrane and Flashing
075339 |  | PD | Deck Covering Surface Material
075339 |  | PD | Dressing
075339 |  | PD | Color Charts
075339 |  | SAM | Complete deck covering system
075339 |  | QCS | Applicator's Qualifications Data
075339 |  | CCS | Maintenance Data - 2 copies | F
075339 |  | CCS | Warranty | F
075417 |  |  | ADHERED PVC ROOFING SYSTEM
075417 |  | PACK | Submit the shop drawings, product data, samples, and quality control submittals specified below at the same time as a package.
075417 |  | SD | Submit an accurate layout of the tapered insulation showing the slopes to the drains.
|  | PD | Manufacturer’s Warranty: Sample copy of the membrane manufacturer’s 10 year system warranty
075417 |  | PD | PVC Sheet Membrane
075417 |  | PD | PVC Sheet Flashing
075417 |  | PD | Prefabricated PVC Flashing
075417 |  | PD | Decorative PVC Trim
075417 |  | PD | PVC Sheet flashing Underlayment
075417 |  | PD | Related Products: Furnish the membrane manufacturer’s bonding adhesive, seam caulk, nite seal, pourable sealer, and all other products related to the sheet membrane system.
075417 |  | PD | Insulation
075417 |  | PD | Tapered Insulation System
075417 |  | PD | Coverboard Insulation
075417 |  | PD | Tapered Cricket System
075417 |  | PD | Tapered Edge Strips
075417 |  | PD | Barrier Board
075417 |  | PD | Insulation and Membrane Fasteners
075417 |  | PD | Base Flashing Fasteners (For Top Edge Of Flashing)
075417 |  | PD | Compression Clamp (on pipes and vent stacks)
075417 |  | PD | Metal Termination Bar and Fasteners
075417 |  | PD | Metal Anchor Bar and Edge Retainer
075417 |  | PD | Prefabricated Expansion Joint Cover
075417 |  | PD | Expansion Joint Filler
075417 |  | PD | Expansion Joint Tube
075417 |  | PD | Retro-Fit Roof Drains
075417 |  | PD | Pipe Flashing
075417 |  | PD | Compression Clamp (for factory fabricated flashings only)
075417 |  | PD | Expansion Joint Tube
075417 |  | PD | Walkway, Protection Pads
075417 |  | PD | Pitch Pocket Filler
075417 |  | PD | Sealant
075417 |  | PD | Materials For Repair Of Existing Vapor Barrier
075417 |  | PD | Materials For Vapor Barrier and Underlayment On Steel Decks
075417 |  | PD | Materials For Vapor Barrier Over Concrete Decks
075417 |  | PD | Materials For Vapor Barrier On Wood, Structural Wood Fiber Decks, Gypsum Decks and Lightweight Concrete Fill
075417 |  | SAM | Sheet Membrane
075417 |  | SAM | Sheet Flashing
075417 |  | SAM | Insulation
075417 |  | SAM | Fasteners
075417 |  | SAM | Welded Seam
075417 |  | QCS | Fire Hazard Certification
075417 |  | QCS | Wind Uplift Certfication
075417 |  | QCS | Material Certification
075417 |  | QCS | Membrane Manufacturer's Certification
075417 |  | QCS | Applicator's Certification
075417 |  | CCS | Warranty Extension | F
075417 |  | CCS | Manufacturer’s Warranty | F
075418 |  |  | MECHANICALLY ATTACHED PVC ROOFING SYSTEM
075418 |  | PACK | Submit the shop drawings, product data, samples, and quality control submittals specified below at the same time as a package
075418 |  | SD | Tapered Insulation
075418 |  | SD | Sheet Membrane and Fastener Layout
075418 |  | PD | Manufacturer’s Warranty: Sample copy
075418 |  | PD | PVC Sheet Membrane
075418 |  | PD | PVC Sheet Flashing
075418 |  | PD | PVC Sheet Flashing Underlayment
075418 |  | PD | PVC Coated Metal
075418 |  | PD | Related Products: Furnish the membrane manufacturer’s bonding adhesive, seam caulk, nite seal, pourable sealer, and all other products related to the sheet membrane system
075418 |  | PD | Insulation
075418 |  | PD | Rigid Insulation: Closed Cell isocyanurate foam core
075418 |  | PD | Tapered Insulation
075418 |  | PD | Barrier Board
075418 |  | PD | Underlayment
075418 |  | PD | Insulation and Membrane Fasteners
075418 |  | PD | Base Flashing Fasteners (For Top Edge of Flashing)
075418 |  | PD | Compression Clamp (on pipes and vent stacks)
075418 |  | PD | Metal Compression Bar and Fasteners
075418 |  | PD | Expansion Joint Filler
075418 |  | PD | Expansion Joint Tube
075418 |  | PD | Mortar
075418 |  | PD | Materials for Repair Of Existing Vapor Barrier/Roofing Membrane
075418 |  | PD | Material For Vapor Barrier
075418 |  | PD | Walkway Pads
075418 |  | PD | Sealant
075418 |  | SAM | Sheet Membrane
075418 |  | SAM | Sheet Flashing
075418 |  | SAM | Insulation
075418 |  | SAM | Fasteners
075418 |  | SAM | Welded Seam
075418 |  | QCS | Fire Hazard Certification
075418 |  | QCS | Wind Uplift Certification
075418 |  | QCS | Material Certification
075418 |  | QCS | Membrane Manufacturer's Certification
075418 |  | QCS | Applicator's Certification
075418 |  | CCS | Warranty Extension | F
075418 |  | CCS | Manufacturer’s Warranty | F
075551 |  |  | PROTECTED BUILT-UP BITUMINOUS ROOFING SYSTEM
075551 |  | PACK | Submit the shop drawings, product data, samples, and quality control submittals specified below at the same time as a package
075551 |  | SD | Layout of tapered insluation
075551 |  | PD | Manufacturer’s Warranty: Sample copy
075551 |  | PD | Asphalt Primer
075551 |  | PD | Coal Tar Pri mer
075551 |  | PD | Steep Asphalt
075551 |  | PD | Coal Tar Pitch
075551 |  | PD | Asphalt Roofing Cement (Flashing Grade)
075551 |  | PD | Coal Tar Roofing Cement
075551 |  | PD | Membrane Underlayment (overt steel decks only)
075551 |  | PD | Insulation Underlayment
075551 |  | PD | Ballast Underlayment
075551 |  | PD | Fiber Glass Felt (Felts For Asphalt Roofing Membrane)
075551 |  | PD | Felts For Asphalt Roofing Membrane
075551 |  | PD | Felts For Coal Tar Roofing Membrane
075551 |  | PD | Felts For Repairing Coal Tar Membranes
075551 |  | PD | Felts For Repairing Asphalt Membranes
075551 |  | PD | Modified Bituminous Sheet Flashing
075551 |  | PD | Rosin Paper
075551 |  | PD | Membrane Fasteners
075551 |  | PD | Underlayment Fastener
075551 |  | PD | Insulation
075551 |  | PD | Metal Strapping and Fasteners
075551 |  | PD | Fasteners
075551 |  | PD | Preformed Fiberboard
075551 |  | PD | Ballast
075551 |  | PD | Aggregate
075551 |  | PD | Glass Fabric
075551 |  | PD | Bituminous Aluminized Coating, Asbestos Fibrated
075551 |  | PD | Asphalt Roof Preservative
075551 |  | PD | Coal Tar Roof Preservative
075551 |  | PD | Concrete Pavers
075551 |  | SAM | Felt
075551 |  | SAM | Insulation
075551 |  | SAM | Bitumen
075551 |  | SAM | Plastic Cement
075551 |  | SAM | Aggregate
075551 |  | SAM | Glass Fabric
075551 |  | SAM | Roof Preservation Coating
075551 |  | SAM | Primer
075551 |  | SAM | Bituminous Aluminum
075551 |  | SAM | Modified Bitumen Sheet Flashing
075551 |  | QCS | Fire Hazard Certification
075551 |  | QCS | Applicator's Certification
075551 |  | QCS | Material Certification
075551 |  | CCS | Furnish the manufacturer’s 10 year System Warranty for the Work of this Section | F
075553 |  |  | PROTECTED EPDM ROOFING SYSTEM
075553 |  | PACK | Submit the shop drawings, product data, samples, and quality control submittals specified below at the same time as a package.
075553 |  | SD | Sheet membrane layout drawings prepared or approved by the membrane manufacturer
075553 |  | PD | Manufacturer’s Warranty: Sample one copy
075553 |  | PD | EPDM Sheet Membrane
075553 |  | PD | Sheet Flashing
075553 |  | PD | Related Products: Membrane manufacturer’s bonding adhesive, splicing cement, lap sealant, water cut-off mastic, nite seal, pourable sealer, splice joint cleaning agent and or wash primer, and all other products related to the sheet membrane system.
075553 |  | PD | Membrane Underlayment
075553 |  | PD | Ballast Underlayment
075553 |  | PD | Insulation
075553 |  | PD | Rigid Insulation
075553 |  | PD | Mortar Faced Insulation
075553 |  | PD | Sheet Membrane
075553 |  | PD | Sheet Flashing Fasteners
075553 |  | PD | Compression Bar (No cap Flashing)
075553 |  | PD | Anchor Bar (Secure membrane to vertical Surfaces)
075553 |  | PD | Compression and Anchor Bar Fasteners
075553 |  | PD | Compression Clamp
075553 |  | PD | Expansion Joint Filler
075553 |  | PD | Expansion Joint Tube
075553 |  | PD | Mortar
075553 |  | PD | Materials For Repair Of Existing Vapor Barrier or Roofing Membrane - Asphalt Fiberglass Felt
075553 |  | PD | Materials For Repair Of Existing Vapor Barrier or Roofing Membrane - Plastic Roof Cement
075553 |  | PD | Materials For New Vapor Barrier on concrete decks - Primer
075553 |  | PD | Materials For New Vapor Barrier on concrete decks - Bitumen
075553 |  | PD | Materials For New Vapor Barrier on concrete decks - Asphalt Fiberglass Felt
075553 |  | PD | Materials for New Vapor Barrier on Gypsum Decks and Lightweight Concrete fill decks - Bitumen
075553 |  | PD | Materials for New Vapor Barrier on Gypsum Decks and Lightweight Concrete fill decks -Asphalt Fiberglass Base Sheet
075553 |  | PD | Materials for New Vapor Barrier on Gypsum Decks and Lightweight Concrete fill decks - Asphalt Fiberglass Felt
075553 |  | PD | Materials for New Vapor Barrier on steel Decks - Laminated high strength kraft paper
075553 |  | PD | Materials for New Vapor Barrier on steel Decks - Asphaltic adhesive
075553 |  | PD | Walkway Pavers
075553 |  | PD | Pipe Flashing
075553 |  | PD | Grease Guards
075553 |  | PD | Ballast
075553 |  | SAM | Sheet Membrane
075553 |  | SAM | Sheet Flashing
075553 |  | SAM | Membrane Underlayment
075553 |  | SAM | Insulation
075553 |  | SAM | Fasteners
075553 |  | SAM | Ballast
075553 |  | SAM | Ballast Underlayment
075553 |  | QCS | Fire Hazard Certification
075553 |  | QCS | Material Certification
075553 |  | QCS | Membrane Manufacturer's Certification
075553 |  | QCS | Applicator's Certification
075553 |  | CCS | Warranty Extension | F
075553 |  | CCS | Manufacturer’s Warranty | F
075553 |  | CCS | Furnish to the Facility 25 sq ft of EPDM sheet membrane, one gallon of splicing cement, and 4 tubes of lap sealant. | F
075553 |  | CCS | Grease Guard Maintenance: Turn over to the facility grease guard manufacturer’s printed maintenance requirements | F
075600 |  |  | LIQUID APPLIED HYPALON ROOF COATING SYSTEM
075600 |  | PD | Liquid Applied Hypalon Coating
075600 |  | PD | Polyester Mat
075600 |  | QCS | Company Field Advisor
075600 |  | QCS | Applicator's Qualifications
075600 |  | CCS | Maintenance Data - 2 copies | F
075600 |  | CCS | Warranty Extension | F
075600 |  | CCS | Manufacturer’s Warranty | F
075601 |  |  | LIQUID APPLIED HYPALON ROOF COATING SYSTEM
075601 |  | PD | Liquid Applied Roof Coating
075601 |  | PD | Coating Primer
075601 |  | PD | Seam Sealant
075601 |  | PD | Polyester Mat
075601 |  | QCS | Company Field Advisor
075601 |  | CCS | Maintenance Data - 2 copies | F
075601 |  | CCS | Warranty Extension | F
075601 |  | CCS | Manufacturer’s Warranty | F
075713 |  |  | SPRAYED IN-PLACE FOAM ROOFING SYSTEM
075713 |  | PACK | Submit the shop drawings, product data, samples, and quality control submittals specified below at the same time as a package
075713 |  | PD | Manufacturer’s Warranty: Sample copy
075713 |  | PD | Base sheet
075713 |  | PD | Base Sheet Adhesive
075713 |  | PD | Bitumen
075713 |  | PD | Rigid Insulation
075713 |  | PD | Fasteners
075713 |  | PD | Flashing Fabric
075713 |  | PD | Chlorinated Rubber Paint
075713 |  | PD | Granules
075713 |  | PD | Urethane Foam
075713 |  | PD | Elastomeric Coating
075713 |  | SAM | Elastomeric Roofing
075713 |  | SAM | Elastomeric Finish Coating
075713 |  | SAM | Rubber Primer
075713 |  | SAM | Elastomeric Primer
075713 |  | SAM | Flashing Fabric
075713 |  | SAM | Felts
075713 |  | SAM | Cold Process Adhesive
075713 |  | SAM | Granules
075713 |  | QCS | Applicator's Certification
075713 |  | QCS | Optical Comparator
075713 |  | CCS | Warranty | F
075800 |  |  | PREPARED ROLL ROOFING
075800 |  | PACK | Submit the product data, samples, and quality control submittals specified below at the same time as a package
075800 |  | PD | Primer
075800 |  | PD | Bitumen
075800 |  | PD | Plastic Cement
075800 |  | PD | Felt
075800 |  | PD | Sheathing paper
075800 |  | PD | Fasteners
075800 |  | PD | Pre-formed Fiberboard
075800 |  | SAM | Plastic Cement
075800 |  | SAM | Fasteners
075800 |  | QCS | Applicator's Qualifications
076000 |  |  | FLASHING AND TRIM
076000 |  | SD | Show the manner of forming, jointing and securing the metal flashings and trim
076000 |  | PD | Plain Copper Sheet
076000 |  | PD | Zinc-Tin Coated Copper Sheet
076000 |  | PD | Hypalon Coated Metal
076000 |  | PD | PVC Coated Metal
076000 |  | PD | Stainless Steel Sheet
076000 |  | PD | Galvanized Steel Sheet
076000 |  | PD | Prefinished Galvanized Steel Sheet
076000 |  | PD | Aluminum Sheet
076000 |  | PD | Prefinished Aluminum Sheet
076000 |  | PD | Sheet Lead
076000 |  | PD | Nails
076000 |  | PD | Screws, Bolts and other Fastening Accessories
076000 |  | PD | Anchors
076000 |  | PD | Type 2 Sealant
076000 |  | PD | Type 3 Sealant
076000 |  | PD | Type 4 Sealant
076000 |  | PD | Thru Wall Flashing Joint Sealant
076000 |  | SAM | Materials for Flashings
076000 |  | SAM | Anchors
076000 |  | SAM | Cap Flashings
076000 |  | SAM | Gravel Stop
076000 |  | SAM | Coping
076000 |  | LEED | MR Credit 4.1 and MR Credit 4.1
076000 |  | LEED | MR Credit 5.1 and MR Credit 5.2
076100 |  |  | SHEET METAL ROOFING
076100 |  | SD | Show Manner of forming, jointing, and securing the Work
076100 |  | PD | Type 2 Sealant
076100 |  | SAM | Sheet Metal
076100 |  | SAM | Fasteners
076100 |  | SAM | Sealant
077123 |  |  | GUTTERS AND DOWNSPOUTS (Commercial Type)
077123 |  | PD | Sealant
077123 |  | SAM | Gutter
077123 |  | SAM | Downspout
077123 |  | SAM | Hanger Brackets, Braces, and Stiffeners
077123 |  | SAM | Fasteners
077200 |  |  | ROOF ACCESSORIES (Commercial Version)
077200 |  | SD | Show relationship with adjoining Work and anchorage methods. Include plans, sections, and details
077200 |  | PD | Emergency Electric Release Devices
077200 |  | PD | Roof Hatches - Steel Units
077200 |  | PD | Roof Hatches - Aluminum Units
077200 |  | PD | Security Roof Scuttle
077200 |  | PD | Heat and Smoke Roof Vents - Steel Units
077200 |  | PD | Heat and Smoke Roof Vents - Aluminum Units
077200 |  | PD | Grease Guards
077200 |  | LEED | MR Credit 4.1 and MR Credit 4.2
077200 |  | LEED | MR Credit 5.1 and MR Credit 5.2
077200 |  | CCS | Operation and Maintenance Data: Deliver 2 copies | F
077200 |  | CCS | Spare Parts: For each heat and smoke roof vent so equipped, furnish 3 spare 160 degrees fusible links. | F
077200 |  | CCS | Grease Guard Maintenance: Turn over to the facility grease guard manufacturer’s printed maintenance requirements | F
077234 |  |  | SECURITY ROOF SCUTTLE
077234 |  | SD | Show profiles, accessories, location, and dimensions
077234 |  | SD | Security Roof Scuttle - Manufacturer
077234 |  | SD | Security Roof Scuttle - Cover
077234 |  | SD | Security Roof Scuttle - Mounting Plate
077234 |  | SD | Security Roof Scuttle - Lock Template
077234 |  | SD | Security Roof Scuttle - Wier Window
077234 |  | SD | Security Roof Scuttle - cover Insulation and Liner
077234 |  | SD | Security Roof Scuttle - Curb
077234 |  | SD | Security Roof Scuttle - Lifting Mechanisms
077234 |  | SD | Security Roof Scuttle - Harware
077234 |  | SD | Security Roof Scuttle - Security Fasteners
077234 |  | SD | Security Roof Scuttle - Factory Finishes
077234 |  | SAM | Provide a corner sample to represent material adequately
077234 |  | CCS | Operation and maintenance Data - Deliver 3 copies | F
077234 |  | CCS | Warranty | F
078100 |  |  | APPLIED FIREPROOFING
078100 |  | PD | Type 1 Fireproofing
078100 |  | PD | Type 2 Fireproofing
078100 |  | PD | Type 3 Fireproofing
078100 |  | PD | Type 4 Fireproofing
078100 |  | PD | Primer/Adhesive
078100 |  | PD | Sealer/Topcoat
078100 |  | PD | Reinforcement
078100 |  | PD | Furring and Corner Beads
078100 |  | PD | Sealant
078100 |  | SAM | Firepoofing
078100 |  | SAM | Reinforcement
078100 |  | QCS | UL fire resistance rating certificate
078100 |  | QCS | UL fire hazard classification certificate
078100 |  | QCS | Fireproofing Manufacturer's Certification (or confirming test reports)
078100 |  | QCS | Applicators Qualifications Data
078400 |  |  | FIRESTOPPING
078400 |  | PACK | Submit the following items specified below the same time as a package: Product Data, Samples, Quality Control Submittals and Firestop Schedule
078400 |  | PD | Firestopping Device and Material
078400 |  | PD | Firestopping Schedule
078400 |  | PD | Through-Penetration Firestop Devices, Forming Materials, And Fill, Void or Cavity Materials
078400 |  | PD | Accessories
078400 |  | PD | Identification Labels
078400 |  | SAM | Each Product requested
078400 |  | QCS | Design Data
078400 |  | QCS | Installer's Qualifications Data
078400 |  | QCS | Company Field Advisor Data
079200 |  |  | JOINT SEALERS
079200 |  | PD | Type 1 Sealant
079200 |  | PD | Type 1A Sealant
079200 |  | PD | Type 1B Sealant
079200 |  | PD | Type 1C Sealant
079200 |  | PD | Type 1D Sealant
079200 |  | PD | Type 2 Sealant
079200 |  | PD | Type 2A Sealant
079200 |  | PD | Type 3 Sealant
079200 |  | PD | Type 4 Sealant
079200 |  | PD | Type 5 Sealant
079200 |  | PD | Type 6 Sealant
079200 |  | PD | Type 7 Sealant
079200 |  | PD | Pre-formed Sealant
079200 |  | PD | Sealant Colors
079200 |  | PD | Self-Expanding Cork Joint Filler
079200 |  | PD | Cork Joint Filler
079200 |  | PD | Closed Cell Neoprene Joint Filler
079200 |  | PD | Expanded Polyethylene Joint Filler
079200 |  | PD | Closed Cell Polyurethane Joint Filler
079200 |  | PD | Hollow Neoprene Gasket
079200 |  | PD | Adhesive Closed-Cell PVC Gasket
079200 |  | PD | Joint Primer/Sealer/Conditioner
079200 |  | PD | Backer Rod
079200 |  | PD | Bond Breaker Tape
079200 |  | PD | Cleaning Solvents
079200 |  | SAM | Sealant
079200 |  | SAM | Joint Fillers
079200 |  | SAM | Gaskets
079200 |  | SAM | Joint Primer/Sealer/Conditions
079200 |  | SAM | Backer Rods
079200 |  | SAM | Bond Breaker Tape
079200 |  | QCS | Installer's Qualifications Data
079200 |  | QCS | Company Field Advisor Data
079200 |  | LEED | MR Credit 4.1 and MR Credit 4.1
079200 |  | LEED | MR Credit 5.1 and MR Credit 5.2
079200 |  | LEED | MR Credit 6
079200 |  | LEED | EQ Credit 4.1

## Div.8
SUBMITTALS FOR APPROVAL |  |  |  | Send to: | Critical Submittals | Contractor's Projected Dates Allow at least 4 weeks for Approval (allows time for any resubmission)
Spec Section | Sub Section | Type | Description | F | Mark "X" for all that apply | Projected Transmittal Date: | Projected Approval Date: | Projected Delivery Date:
F/O
D
081102 |  |  | STEEL DOORS AND FRAMES
081102 |  | SD | Quality Assurance Package
081102 |  | SD | Door and Frame Schedule with Product Data Package
081102 |  | SAM | Door and Frame Samples
081102 |  | CCS | Closeout Submittal Package | F
081116 |  |  | ALUMINUM DOORS AND FRAMES
081116 |  | SD | Show details of each frame type, elevation and construction for each door type - include a schedule of doors and frames
081116 |  | PD | Frames
081116 |  | PD | Glazed Doors
081116 |  | PD | Flush Doors
081116 |  | PD | Aluminum tempered Glass Doors
081116 |  | SAM | Frames
081116 |  | SAM | Doors
081116 |  | SAM | Color Samples
081116 |  | LEED | MR Credit 4.1 and MR Credit 4.2
081116 |  | LEED | MR Credit 5.1 and MR Credit 5.2
081164 |  |  | ALUMINUM STORM AND SCREEN DOORS
081164 |  | SD | Application to Project
081164 |  | PD | "Design 30" Commercial type
081164 |  | PD | Aluminum
081164 |  | PD | Siles and Rails
081164 |  | PD | Screen and Storm Inserts
081164 |  | PD | Hardware
081164 |  | PD | Finish
081164 |  | PD | Guards
081164 |  | SAM | Complete door unit
081164 |  | SAM | Corner section frame and each type sash insert
081400 |  |  | WOOD AND PLASTIC DOORS
081400 |  | SD | Door Elevation, Sections, Details
081400 |  | SD | Door Schedule
081400 |  | PD | Exterior Flush Wood Doors
081400 |  | PD | Interior Flush Wood Doors (Non-Fire Rated)
081400 |  | PD | Interior Flush Wood Doors (3/4, 1, and 1-1/2 Hour Fire Rated)
081400 |  | PD | Interior Flush Wood Doors (1/3 Hour Fire Rated)
081400 |  | PD | Interior Plastic Faced Flush Wood Doors
081400 |  | PD | Stile and Rail Doors
081400 |  | PD | Light and Louver Openings
081400 |  | SAM | 12 x 12 inch corner sample of each door type, with panel
081400 |  | SAM | Plastic Laminate Color Samples
081400 |  | QCS | Affidavit required under Quality Assurance Article
083113 |  |  | ACCESS DOORS
083113 |  | PD | Non-Fire Rated Access Doors
083113 |  | PD | Fire Rated Access Doors
083113 |  | LEED | MR Credit 4.1 and MR Credit 4.2
083113 |  | LEED | MR Credit 5.1 and MR Credit 5.2
083113 |  | LEED | EQ Credit 4.2
083323 |  |  | ROLLING DOORS
083323 |  | SD | Application to Project
083323 |  | PD | Rolling Service Door assemblies
083323 |  | PD | Rolling Fire Door assemblies
083323 |  | PD | Finishes
083323 |  | PD | Operators
083323 |  | SAM | Curtain Slat
083323 |  | QCS | Certificate of Compliance
083323 |  | LEED | MR Credit 4.1 and MR Credit 4.2
083323 |  | LEED | MR Credit 5.1 and MR Credit 5.2
083323 |  | LEED | EQ Credit 4.2
083323 |  | CCS | System acceptance test for automatic closing fire doors | F
083323 |  | CCS | Operation and Maintenance Data | F
083323 |  | CCS | Replacement parts list | F
083323 |  | CCS | Spare Parts: For each fire door, furnish 4 spare 160 degrees F fusible links | F
083324 |  |  | SECTIONAL OVERHEAD DOORS
083324 |  | SD | Application to Project
083324 |  | PD | Overhead Door Assemblies
083324 |  | PD | Finishes
083324 |  | PD | Operators
083324 |  | PD | Motors and controls for electric operation.
083324 |  | SAM | Full door section end
083324 |  | QCS | Manufacturer's Certification Spring Life of counterbalance mechanism
083324 |  | CCS | Operation and Maintenance Data | F
083324 |  | CCS | Replacement Parts List | F
083325 |  |  | COMPOSITE SECTIONAL OVERHEAD DOORS
083325 |  | SD | Application to Project
083325 |  | PD | Overhead Door Assemblies
083325 |  | PD | Finishes
083325 |  | PD | Operators
083325 |  | PD | Electric Motor and Controls Data
083325 |  | SAM | Full door section end
083325 |  | QCS | Manufacturer's Certification Spring Life of counterbalance mechanism
083325 |  | CCS | Operation and Maintenance Data | F
083325 |  | CCS | Replacement Parts List | F
083513 |  |  | FOLDING DOORS
083513 |  | SD | Fabrication Details and connection to adjacent work
083513 |  | PD | Folding Doors
083513 |  | PD | Accordion Folding Doors
083513 |  | PD | Bi-Fold Doors
083513 |  | PD | Track and Hanger/pivot Assembly
083513 |  | PD | Sound Seals
083513 |  | PD | Handles, Latches, and Locks
083513 |  | PD | Trim
083513 |  | PD | Fasteners
083513 |  | SAM | Vinyl Faced Panel
083513 |  | SAM | Wood Veneer Panel
083513 |  | SAM | Bi-Fold Door Panel
083513 |  | SAM | Color Samples
083513 |  | QCS | Certificates: Affidavits required under Quality Assurance Article
084223 |  |  | AUTOMATIC SLIDING DOOR SYSTEMS
084223 |  | PACK | Submit the shop drawings, product data, and samples specified below at the same time as a package
084223 |  | SD | Details and connections to adjacent construction
084223 |  | SD | Show operators, controls, and other electrical components
084223 |  | PD | Automatic Sliding Door Systems
084223 |  | SAM | Color Samples
084223 |  | QCS | Installers Qualifications Data
084223 |  | CCS | Operations and Maintenance Data | F
084223 |  | CCS | System Acceptance Test Report | F
084236 |  |  | BALANCED ENTRANCE DOORS
084236 |  | SD | Show balanced door Work
084236 |  | PD | Balanced entrance door units
084236 |  | SAM | Corner sample of door showing material, construction, and finish
084236 |  | SAM | Mounted working model of operating mechanism and all attachements
084236 |  | CCS | Operation and Maintenance Data | F
084236 |  | CCS | Special Warranty | F
085113 |  |  | ALUMINUM WINDOWS
085113 |  | SD | Fabrication details and connections
085113 |  | PD | Aluminum window Types/Grade/Performance Class
085113 |  | SAM | One window unit of each type, with insect screen, and hardware
085113 |  | SAM | Corner section of frame, sash, and insect screen
085113 |  | SAM | Color Samples
085113 |  | LEED | MR Credit 4.1 and MR Credit 4.
085113 |  | LEED | MR Credit 5.1 and MR Credit 5.2
085113 |  | QCS | Installer's Qualifications Data
085113 |  | QCS | Mockup Installation
085114 |  |  | ALUMINUM COMBINATION STORM AND SCREEN WINDOWS
085114 |  | SD | Fabrication details and connections
085114 |  | PD | Window Units
085114 |  | SAM | Combination window unit, complete with all required features
085114 |  | SAM | Corner of frame and each insert types
085114 |  | SAM | Color Samples
085114 |  | QCS | Certificate: Affidavit required under Quality Assurance Article
085114 |  | CCS | Operation and Maintenance Data: Deliver 2 copies | F
085115 |  |  | ALUMINUM PROTECTION SCREENS
085115 |  | SD | Show fabrication details and connections to adjacent construction.
085115 |  | PD | Aluminum Protection Screen Unit
085115 |  | SAM | Wire Cloth
085115 |  | SAM | Complete Protection Screen Unit
085115 |  | QCS | Manufacturer's Qualifications Data
085116 |  |  | HORIZONTAL ROLLING ALUMINUM SECURITY WINDOWS
085116 |  | SD | Fabrication details and connections
085116 |  | PD | Frame and Sash Members
085116 |  | PD | Steel Inserts
085116 |  | PD | Fasteners
085116 |  | PD | Siding Weatherstripping
085116 |  | PD | Thermal Break
085116 |  | PD | Insect Screeens
085116 |  | PD | Bituminous Coating
085116 |  | SAM | Corner sample
085116 |  | SAM | Hardware and Fasteners
085116 |  | SAM | Color Samples
085116 |  | QCS | Test Reports: Certified UL test reports
085116 |  | QCS | Manufacturer's Warranty - Sample Copy
085116 |  | CCS | Operation and Maintenance Data - 2 copies | F
085116 |  | CCS | Special Warranty | F
085116 |  | CCS | Maintenance Materials: For every 3 windows installed (and fraction thereof), furnish window manufacturer's standard factory finish touch-up kit | F
085123 |  |  | STEEL WINDOWS
085123 |  | SD | Show fabrication details and connections to adjacent construction.
085123 |  | PD | Fixed Window Units
085123 |  | PD | Projected Window Units
085123 |  | PD | Casement Window Units-NonFriction extension type hinges
085123 |  | PD | Casement Window Units-Friction extension type hinges
085123 |  | PD | Awning Window Units
085123 |  | PD | Combination Window Units
085123 |  | PD | Fire Rated Windows
085123 |  | SAM | Corner of frame, ventilator, and screen
085123 |  | SAM | Hardware
085123 |  | SAM | Factory prefinish colors samples
085123 |  | QCS | Test Reports: Certified air infiltration, water penetration, and structural performance test reports for each type of window unit required
085123 |  | CCS | Operation and Maintenance Data - 2 copies | F
085123 |  | CCS | Extra Materials: For every 20 windows installed (and fraction thereof), furnish window manufacturer's standard factory finish touch-up kit for the factory finish on windows. | F
085124 |  |  | TUBE STEEL WINDOWS
085124 |  | SD | Show fabrication details and connections to adjacent construction.
085200 |  |  | WOOD WINDOWS
085200 |  | SD | Show fabrication details and connections to adjacent construction.
085200 |  | PD | Fixed Window Units
085200 |  | PD | Awning Window Units
085200 |  | PD | Casement Window Units
085200 |  | PD | Double Hung Window Units
085200 |  | PD | Sliding Window Units
085200 |  | SAM | Complete window unit (each type)
085200 |  | SAM | Corner of frame and sash (each type)
085200 |  | SAM | Color Samples
085200 |  | QCS | Test Reports: Certified testing laboratory reports, indicating that window units have been tested
085653 |  |  | ALUMINUM SECURITY WINDOWS
085653 |  | SD | Interior and exterior window elevations and details
085653 |  | SD | Full scale frame section details showing complete assembly and details
085653 |  | PD | Aluminum Shapes
085653 |  | PD | Window Frame
085653 |  | PD | Interior Sash Frame
085653 |  | PD | Concealed Security Eyelet
085653 |  | PD | Glazing Stops
085653 |  | PD | Reglazing Methods
085653 |  | PD | Window Frame Gaskets
085653 |  | PD | Window Fasteners
085653 |  | PD | Anchors
085653 |  | PD | Hardware for Inswinging Casements
085653 |  | PD | Venetian Blinds
085653 |  | PD | Window Sill Extensions
085653 |  | PD | Mullion Closure Panels
085653 |  | PD | Aluminum Joint Sealer
085653 |  | SAM | Finish Colors
085653 |  | SAM | One window unit of each type, complete with hardware
085653 |  | SAM | Complete Type 3B window unit with insulating panel above
085653 |  | SAM | Hardware and fasteners
085653 |  | QCS | Test Reports: Certified laboratory and field performance test reports
085653 |  | QCS | Manufacturer’s Warranty: Sample copy
085653 |  | CCS | Operation and Maintenance Data - 2 copies | F
085653 |  | CCS | Special Warranty | F
085653 |  | CCS | Manufacturer's Warranty | F
085653 |  | CCS | Maintenance Training | F
085653 |  | CCS | Sprare Parts: Complete Windows - Two of Type 2C. | F
085653 |  | CCS | Spare Parts: Complete Windows - Two of Type 3B | F
085653 |  | CCS | Spare Parts: Hardware - Four pair of sash to frame hinges | F
085653 |  | CCS | Spare Parts: Hardware - Four pair of sash to sash hinges | F
085653 |  | CCS | Spare Parts: Hardware - Four pair of interior sash primary locks. | F
085653 |  | CCS | Spare Parts: Hardware - Four pair of interior sash secondary locks | F
085653 |  | CCS | Spare Parts: Hardware - Four pair of sash latches | F
085653 |  | CCS | Spare Parts: Hardware - One hundred escutcheon shields | F
085653 |  | CCS | Spare Parts: Glass - Four percent of each glass type and size, used in each window type. | F
085653 |  | CCS | Spare Parts: Venetian Blinds - One hundred complete replacement units with controls | F
085653 |  | CCS | Spare Parts: Venetian Blinds - One hundred blind control knobs | F
085653 |  | CCS | Spare Parts: Keys and Special Tools - One hundred and fifty primary lock keys | F
085653 |  | CCS | Spare Parts: Keys and Special Tools - Fifty secondary lock keys. | F
085653 |  | CCS | Spare Parts: Keys and Special Tools - All keys shall be keyed as specified | F
085653 |  | CCS | Spare Parts: Keys and Special Tools - Oval head manual driver and power tool bit for each type of tamper-resistant screw and bolt size installed | F
085663 |  |  | STEEL DETENTION WINDOWS
085663 |  | SD | Fabrication details and connections
085663 |  | PD | Type 1 Detention Windows
085663 |  | PD | Type 2 Detention Windows
085663 |  | PD | Type 3 Detention Windows
085663 |  | PD | Type 4 Detention Windows
085663 |  | SAM | One complete window unit of each type, with specified accessories
085663 |  | SAM | Corner of frame, ventilator, detention members, and screen (each Type)
085663 |  | SAM | Hardware
085663 |  | SAM | Color Samples for Factory Prefinished Windows
085663 |  | QCS | Test Reports: Certified air leakage and water penetration test reports for each type of window unit required
085663 |  | QCS | Test Reports: Tool-Resisting Steel
085663 |  | CCS | Operation and Maintenance Data - 2 copies | F
085663 |  | CCS | Extra Materials: For every 20 windows installed (and fraction thereof), furnish detention window manufacturer’s factory finish touch-up kit for the factory finish on windows. | F
086400 |  |  | SKYLIGHTS
086400 |  | SD | Show fabrication details and connections to adjacent Work
086400 |  | PD | Plastic Skylights
086400 |  | PD | Domed Unit Skylights
086400 |  | CCS | Maintenance Data: Deliver 2 copies | F
087100 |  |  | FINISH HARDWARE
087100 |  | SD | Quality Control Package
087100 |  | SD | Finish Hardware Package
087100 |  | CCS | Closeout Submittals Package | F
088100 |  |  | GLASS AND GLAZING
088100 |  | PD | Type A Glass
088100 |  | PD | Type B Glass
088100 |  | PD | Type C Glass
088100 |  | PD | Type C-1 Glass
088100 |  | PD | Type D Glass
088100 |  | PD | Type D-1 Glass
088100 |  | PD | Type F Glass
088100 |  | PD | Type G Glass
088100 |  | PD | Type H Glass
088100 |  | PD | Type I Glass
088100 |  | PD | Type J Glass
088100 |  | PD | Type M Glass
088100 |  | PD | Type 1 Glazing Material
088100 |  | PD | Type 2 Glazing Material
088100 |  | PD | Type 3 Glazing Material
088100 |  | PD | Type 4 Glazing Material
088100 |  | PD | Type 5 Glazing Material
088100 |  | PD | Type 6 Glazing Material
088100 |  | PD | Type 7 Glazing Material
088100 |  | PD | Type 8 Glazing Material
088100 |  | PD | Type 9 Glazing Material
088100 |  | PD | Type 10 Glazing Material
088100 |  | PD | Type 11 Glazing Material
088100 |  | PD | Type 12 Glazing Material
088100 |  | PD | Type 13 Glazing Material
088100 |  | PD | Type 14 Glazing Material
088100 |  | PD | Spacers
088100 |  | PD | Compressible Filler Rod
088100 |  | EPD | Environmental Product Declaration
088100 |  | SAM | Glass: 12 x 12 inch pieces for each type of glass specified
088100 |  | SAM | Setting Blocks
088100 |  | SAM | Color Samples for Glazing Materials
088100 |  | SAM | Pattern Samples
088100 |  | QCS | Test Reports: Certified test data to sufficiently substantiate glass or glass assembly compliance with requirements specified
088100 |  | QCS | Certificates: Affidavit required under Quality Assurance Article
Certificates: Wired Glass
088100 |  | LEED | MR Credit 4.1 and MR Credit 4.2
088100 |  | LEED | MR Credit 5.1 and MR Credit 5.2
088100 |  | LEED | EQ Credit 4.1
088400 |  |  | PLASTIC GLAZING
088400 |  | PD | Acrylic Sheet
088400 |  | PD | Polycarbonate Sheet
088400 |  | SAM | Acrylic Sheet
088400 |  | SAM | Polycarbonate Sheet
088400 |  | CCS | Maintenance Data - 2 copies | F
088400 |  | CCS | Warranty | F
088853 |  |  | SECURITY GLAZING
088853 |  | PD | Type S-1 Sheet
088853 |  | PD | Type S-4 Sheet
088853 |  | PD | Type S-9 Sheet
088853 |  | PD | Type S-3 Sheet
088853 |  | PD | Type S-5 Sheet
088853 |  | PD | Type S-6 Sheet
088853 |  | PD | Type S-7 Sheet
088853 |  | PD | Type S-9 Sheet
088853 |  | PD | Type S-10 Sheet
088853 |  | PD | Setting Blocks
088853 |  | PD | Spacer Shims
088853 |  | PD | Glazing Tape
088853 |  | PD | Glazing Sealant
088853 |  | PD | Glazing Material for Tpe S-7 Sheet
088853 |  | PD | Glazing for Type S-10 Sheet in Fixed Windows
088853 |  | PD | Sealant Colors
088853 |  | PD | Cleaners, Primers, and Sealers
088853 |  | EPD | Environmental Product Declaration
088853 |  | SAM | Sheet Materials: 12 x 12 inch pieces for each type specified
088853 |  | SAM | Setting Blocks
088853 |  | SAM | Glazing Tape
088853 |  | SAM | Color samples for Glazing Materials
088853 |  | SAM | Spacer Shims
088853 |  | QCS | Test Reports - Assembly Compliance
088853 |  | QCS | Certificate - Quality Assurance Article
088853 |  | QCS | Manufacturer's Qualifications Data
088853 |  | QCS | Installer's Qualifications Data
088853 |  | QCS | Compatibility Certification
088853 |  | CCS | Maintenance Data - 2 copies | F
088853 |  | CCS | Warranty | F
088853 |  | CCS | Extra Material: Furnish 5 percent (minimum of one piece) of each size of Type S-4 Sheet required for the Project. | F
089100 |  |  | STATIONARY METAL WALL LOUVERS
089100 |  | SD | Show fabrication details and connections to adjacent Work.
089100 |  | PD | Aluminum Louvers
089100 |  | PD | Steel Louvers
089100 |  | PD | Louver Screens
089100 |  | SAM | 12 x 12 inch corner section of louvers specified.

## Div.9
SUBMITTALS FOR APPROVAL |  |  |  | Send to: | Critical Submittals | Contractor's Projected Dates Allow at least 4 weeks for Approval (allows time for any resubmission)
Spec Section | Sub Section | Type | Description | F | Mark "X" for all that apply | Projected Transmittal Date: | Projected Approval Date: | Projected Delivery Date:
F/O
D
092116 |  |  | GYPSUM BOARD SYSTEMS
092116 |  | PD | Framing
092116 |  | PD | Gypsum Board
092116 |  | PD | Fire Resistant Gypsum Board
092116 |  | PD | Moisture Resistant Gypsum Board
092116 |  | PD | Moisture and Fire Resistant Gypsum Board
092116 |  | PD | Foil Backed Gypsum Board
092116 |  | PD | Gypsum Backing Board
092116 |  | PD | Gypsum Sheathing Board
092116 |  | PD | Exterior Gypsum Soffit Board
092116 |  | PD | Polycarbonate Laminated Gypsum Board-.080 inch thick
092116 |  | PD | Polycarbonate Laminated Gypsum Board-.030 inch thick
092116 |  | PD | Shaft Wall Assembly
092116 |  | PD | Steel Drill Screws
092116 |  | PD | Laminating Adhesive
092116 |  | PD | Expansion Anchors
092116 |  | PD | Toggle Bolts
092116 |  | PD | Self Threading Masonry Screws
092116 |  | PD | Interior Trim
092116 |  | PD | Exterior Trim
092116 |  | PD | Sound Attenuation Blankets
092116 |  | PD | Accoustical Sealant for Exposed and Concealed Joints
092116 |  | PD | Accoustical Sealant for Concealed Joints
092116 |  | PD | Flattened Expanded Metal Mesh
092116 |  | PD | Joint Tapes
092116 |  | PD | Joint Compound
092116 |  | PD | Special Edged Gypsum Board
092116 |  | SAM | Steel Framing
092116 |  | SAM | Gypsum Board
092116 |  | SAM | Shaft-Wall Gypsum Liner Panels
092116 |  | SAM | Fasteners
092116 |  | SAM | Adhesive
092213 |  |  | NON-LOAD BEARING FRAMING AND FURRING
092213 |  | PD | Studs, Tracks, Furring
092213 |  | PD | Fasteners
092213 |  | EPD | Environmental Product Declaration
092213 |  | SAM | Steel Framing and Furring
092213 |  | SAM | Fasteners
092214 |  |  | FURRING FOR GYPSUM BOARD CEILINGS
092214 |  | PD | Main Beams
092214 |  | PD | Cross Channels
092214 |  | PD | Channel Mold
092214 |  | PD | Cross Tees
092214 |  | PD | Hangers
092236 |  |  | FURRING AND LATHING
092236 |  | PD | Runner Bars
092236 |  | PD | Furring and Cross Furring Bars (Metal Lath)
092236 |  | PD | Furring and Cross Furring Channels (Gypsum Lath and Base)
092236 |  | PD | Resilient Furring Channels
092236 |  | PD | Type A Metal Lath
092236 |  | PD | Type B Metal Lath
092236 |  | PD | Type C Metal Lath
092236 |  | PD | Type D Gypsum Lath
092236 |  | PD | Type E Gypsum Base (for veneer plaster)
092236 |  | PD | Flat Type Hanger
092236 |  | PD | Rod Type Hanger
092236 |  | PD | Wire Type Hanger
092236 |  | PD | Corner Beads
092236 |  | PD | Casing Beads
092236 |  | SAM | Runner Bars
092236 |  | SAM | Furring and Cross Furring Bars (Metal Lath)
092236 |  | SAM | Furring and Cross Furring Channels (Gypsum Lath and Base)
092236 |  | SAM | Resilient Furring Channels
092236 |  | SAM | Type A Metal Lath
092236 |  | SAM | Type B Metal Lath
092236 |  | SAM | Type C Metal Lath
092236 |  | SAM | Type D Gypsum Lath
092236 |  | SAM | Type E Gypsum Lath
092236 |  | SAM | Flat Type Hanger
092236 |  | SAM | Rod Type Hanger
092236 |  | SAM | Wire Type Hanger
092236 |  | SAM | Inserts
092236 |  | SAM | Hanger Clips/Clamps
092236 |  | SAM | Welded Studs
092236 |  | SAM | Corner Beads
092236 |  | SAM | Casing Beads
092236 |  | SAM | Control Joint Screeds
092236 |  | SAM | Base Screeds
092236 |  | SAM | Fasteners for Beads and Screeds
092236 |  | SAM | Reinforcement
092300 |  |  | PLASTERING
092300 |  | PD | Type 1 Plaster
092300 |  | PD | Type 2 Plaster
092300 |  | PD | Type 3 Plaster
092300 |  | PD | Type 4 Plaster
092300 |  | PD | Type 5 Plaster
092300 |  | PD | Bonding Compound
092300 |  | PD | Corner Beads
092300 |  | PD | Casing Beads
092300 |  | PD | Control Joint Screeds
092300 |  | PD | Base Screeds
092300 |  | PD | Expanded Metal Reinforcement
092300 |  | QCS | Sand
092813 |  |  | TILE BACKER BOARD
092813 |  | PD | Tile Backer Board
092813 |  | SAM | Tile Backer Board
092813 |  | SAM | Joint Reinforcement
093013 |  |  | CERAMIC TILE
093013 |  | PD | Unglazed Ceramic Mosaic Tile
093013 |  | PD | Glazed Ceramic Mosaic Tile
093013 |  | PD | Glazed Wall Tile
093013 |  | PD | Unglazed Paver Tile
093013 |  | PD | Trim Units
093013 |  | PD | Portland Cement Mortar
093013 |  | PD | Dry-Set Mortar
093013 |  | PD | Latex-Portland Cement Mortar
093013 |  | PD | Conductive Dry-Set Mortar
093013 |  | PD | Epoxy Mortar
093013 |  | PD | Epoxy Adhesive
093013 |  | PD | Organic Adhesive
093013 |  | PD | Commercial Portland Cement Grout
093013 |  | PD | Dry-Set Grout
093013 |  | PD | Latex-Portland Cement Grout
093013 |  | PD | Conductive Tile Floor Grout
093013 |  | PD | Epoxy Grout
093013 |  | PD | Silicone Rubber Grout
093013 |  | PD | Colors
093013 |  | PD | Marble Door Thresholds
093013 |  | SAM | Unglazed Ceramic Mosaic Tile
093013 |  | SAM | Glazed Ceramic Mosaic Tile
093013 |  | SAM | Glazed Wall Tile
093013 |  | SAM | Unglazed Paver Tile
093013 |  | SAM | Trim Units
093013 |  | SAM | Commercial Portland Cement Grout
093013 |  | SAM | Dry-Set Grout
093013 |  | SAM | Latex-Portland Cement Grout
093013 |  | SAM | Conductive Tile Floor Grout
093013 |  | SAM | Epoxy Grout
093013 |  | SAM | Silicone Rubber Grout
093013 |  | SAM | Tile Colors
093013 |  | SAM | Grout Colors
093013 |  | SAM | Marble Thresholds
093013 |  | SAM | Marble edge strips
093013 |  | QCS | Tile Grade Certificates - each shipment
093013 |  | QCS | Conductive Tile Certificates
093013 |  | QCS | Installer's Qualification Data
093013 |  | LEED | MR Credit 4.1 and MR Credit 4.2
093013 |  | LEED | MR Credit 5.1 and MR Credit 5.2
093013 |  | CCS | Maintenance Data | F
093013 |  | CCS | Extra Materials: Furnish extra tile, equal to 3 percent of the tile installed, of each type, composition, pattern, size and color of tile required. Also furnish a proportionate number of trim units | F
093016 |  |  | QUARRY TILE
093016 |  | PD | Unglazed Quarry Tile
093016 |  | PD | Glazed Quarry Tile
093016 |  | PD | Portland Cement Mortar
093016 |  | PD | Dry-Set Mortar
093016 |  | PD | Epoxy Mortar
093016 |  | PD | Commercial Portland Cement Grout
093016 |  | PD | Epoxy Grout
093016 |  | PD | Furan Grout
093016 |  | PD | Marble Door Thresholds
093016 |  | SAM | Flat Tile: Each type and color specified.
093016 |  | SAM | Trim Units: Each type and shape specified.
093016 |  | SAM | Grout: Each type specified
093016 |  | SAM | Tile Colors
093016 |  | SAM | Grout colors
093016 |  | QCS | Tile Grade Certificates
093016 |  | LEED | MR Credit 4.1 and MR Credit 4.2
093016 |  | LEED | MR Credit 5.1 and MR Credit 5.2
093016 |  | CCS | Maintenance Data | F
093016 |  | CCS | Extra Materials: Furnish extra tile, equal to 3 percent of the tile installed, of each type, size and color of tile required for the Work | F
095153 |  |  | ATTACHED ACOUSTICAL CEILING SYSTEMS
095153 |  | PACK | Submit the Shop Drawings, Product Data, Samples, and Quality Control Submittals specified below at the same time as a package.
095153 |  | SD | Ceiling Plans and details
095153 |  | PD | Furring Channels
095153 |  | PD | Resilient Furring Channels
095153 |  | PD | Zee Spline Runners and Related Components
095153 |  | PD | Finishing Moldings
095153 |  | PD | Carrying Channels
095153 |  | PD | Tie Wire
095153 |  | PD | Wire Clips
095153 |  | PD | Acoustical Tile Adhesive
095153 |  | PD | Acoustical Tile Type III
095153 |  | PD | Acoustical Tile Type iX
095153 |  | SAM | Furring System Components
095153 |  | SAM | Resilient Furring Channels
095153 |  | SAM | Zee Spline Runners and Related Components
095153 |  | SAM | Acoustical Tile
095153 |  | SAM
095153 |  | SAM | Finishing Moldings
095153 |  | SAM | Adhesive
095153 |  | SAM | Fasteners
095153 |  | SAM | Wire
095153 |  | QCS | Installer's Qualification Data
095153 |  | QCS | Company Field Advisor Data
095153 |  | CCS | Maintenance Data - 2 copies | F
095153 |  | CCS | Furnish quantities equal to 2 percent of acoustical units and exposed suspension system components to match products installed | F
095300 |  |  | SUSPENDED ACOUSTICAL CEILING SYSTEMS
095300 |  | SD | Ceiling plans and details
095300 |  | PD | Metal Suspension System
095300 |  | PD | Suspension System Type LD/EG
095300 |  |  | Suspension System Type LD/CG
095300 |  | PD | Suspension System Type ID/EG
095300 |  | PD | Suspension System Type ID/CG
095300 |  | PD | Suspension System Type HD/EG
095300 |  | PD | Suspension System Type HD/CG
095300 |  | PD | Acoustical Unit - Type III
095300 |  | PD | Acoustical Unit - Type IX
095300 |  | PD | Acoustical Unit - Type IV
095300 |  | PD | Acoustical Unit - Type X
095300 |  | PD | Integral access units.
095300 |  | SAM | Suspension System Materials
095300 |  | SAM | Acoustical Units
095300 |  | QCS | Certification: Manufacturer’s written statement
095300 |  | LEED | MR Credit 4.1 and MR Credit 4.2
095300 |  | LEED | MR Credit 5.1 and MR Credit 5.2
095300 |  | LEED | MR Credit 6
095300 |  | LEED | MR Credit 7
095300 |  | LEED | EQ Credit 4.4
095300 |  | CCS | Maintenance Instructions - 2 copies | F
095300 |  | CCS | Furnish quantities equal to 2 percent of acoustical units and exposed suspension system components installed | F
095323 |  |  | ACOUSTICAL PERFORATED METAL CEILING SYSTEM
095323 |  | SD | Reflected ceiling plans and details
095323 |  | PD | Steel Sheet
095323 |  | PD | Steel Shapes
095323 |  | PD | Vinyl Clad Surfacing for Panels
095323 |  | PD | Acoustic Fill
095323 |  | PD | Fasteners
095323 |  | PD | Anchors
095323 |  | PD | Cylinder Locks
095323 |  | PD | Cold Galvanizing Compound
095323 |  | PD | Shop Paint
095323 |  | SAM | Ceiling Support System
095323 |  | SAM | Panels
095323 |  | SAM | Color Samples
095323 |  | SAM | Fasteners and Anchors
095323 |  | SAM | Cylinder Locks
095323 |  | QCS | Test Reports: Acoustic laboratory test reports for sound absorption (NRC) and sound transmission (STC).
095323 |  | QCS | Certificates as required under Quality Assurance Article
095323 |  | CCS | Furnish 10 extra panels, matching the installed panels. Individually protect each panel with corrugated cardboard. | F
095324 |  |  | SUSPENDED METAL PANEL CEILING SYSTEM
095324 |  | PACK | Submit the shop drawings, product data, samples, and quality control submittals specified below at the same time as a package
095324 |  | SD | Reflected Ceiling plans and details
095324 |  | PD | Ceiling Panels
095324 |  | PD | Acoustical Material
095324 |  | PD | Main Runners and Cross Tees
095324 |  | PD | Hanger Wire
095324 |  | PD | Hanger Clips
095324 |  | PD | Compression Struts
095324 |  | PD | Wall Moulding
095324 |  | PD | Fasteners
095324 |  | SAM | Ceiling panel and its suspension system
095324 |  | QCS | Manufacturer's Certification
095324 |  | CCS | Maintenance Instructions | F
095324 |  | CCS | Extra Materials: Furnish one carton of each size, texture, and type of acoustic units required. | F
096429 |  |  | WOOD STRIP FLOORING
096429 |  | SD | Show direction of flooring and details of walls, doorways and openings
096429 |  | PD | Oak Strip Flooring
096429 |  | PD | Maple Strip Flooring
096429 |  | PD | Sheathing Paper
096429 |  | PD | Fasteners
096429 |  | PD | Compressible Filler
096429 |  | SAM | Each wood strip flooring type specified
096429 |  | SAM | Sheathing Paper
096429 |  | SAM | Fasteners
096429 |  | QCS | Certificates - Quality Assurance Article
096453 |  |  | RESILIENT WOOD FLOORING SYSTEM
096453 |  | SD | Direction, details of floor system and paint marking layout
096453 |  | PD | Floor Sealer
096453 |  | PD | Marking Paint
096453 |  | PD | Finish
096453 |  | PD | Color chips for base and marking paint
096453 |  | SAM | Maple flooring
096453 |  | SAM | Plywood
096453 |  | SAM | Cushioning Pads
096453 |  | SAM | Base
096453 |  | SAM | Dampproofing Membrane
096453 |  | SAM | Fasteners
096453 |  | QCS | Maple Flooring Certificates
096453 |  | QCS | Installer's Qualifications Data
096453 |  | CCS | Special Warranty | F
096516 |  |  | RESILIENT SHEET FLOORING
096516 |  | PD | Vinyl Sheet Flooring
096516 |  | PD | Solid Vinyl Sheet Flooring
096516 |  | PD | Vinyl Base
096516 |  | PD | Integral (Flash) Cove Strip
096516 |  | PD | Integral (Flash) Cove Cap Strip
096516 |  | PD | Resilient Edge Strip
096516 |  | PD | Metal Edge Strip
096516 |  | PD | Underlayment
096516 |  | PD | Flooring Adhesives and Joint Materials
096516 |  | PD | Floor Finish
096516 |  | SAM | Vinyl Sheet Flooring
096516 |  | SAM | Solid Vinyl Sheet Flooring
096516 |  | SAM | Base
096516 |  | SAM | Resilient Edge Strip
096516 |  | SAM | Edge Strip
096516 |  | SAM | Color Samples
096516 |  | QCS | Certificates - Quality Assurance Article
096516 |  | CCS | Maintenance Data - 2 copies | F
096517 |  |  | SEAMLESS VINYL FLOOR AND WALL COVERING
096517 |  | SD | Include elevation of each wall
096517 |  | PD | Shock Absorptive Padding
096517 |  | PD | Seamless Vinyl Floor and Wall Covering
096517 |  | PD | Welding Rods
096517 |  | PD | Vinyl Cove and Edge Moulding
096517 |  | PD | Primer
096517 |  | PD | Padding Adhesive
096517 |  | PD | Covering Adhesive
096517 |  | PD | Mastic Underlayment
096517 |  | PD | Steel Edge Strips
096517 |  | PD | Aluminum Thresholds
096517 |  | SAM | Floor Covering Adhered to Floor Padding
096517 |  | SAM | Wall Covering Adhered to Wall Padding
096517 |  | SAM | Welding Rods
096517 |  | SAM | Edge Moulding
096517 |  | SAM | Cove Moulding
096517 |  | SAM | Primer
096517 |  | SAM | Adhesive
096517 |  | SAM | Color Samples
096517 |  | QCS | Installers Qualifications Data
096517 |  | CCS | Maintenance Data - 2 copies | F
096517 |  | CCS | Extra Material: Furnish to the Director's Representative 50 square feet each of floor covering and wall covering installed and 50 linear feet of each type of welding rod installed. | F
096518 |  |  | LINOLEUM FLOORING
096518 |  | SD | Location of seams edges columns doorways and details
096518 |  | SD | Details of special patterns
096518 |  | PD | Floor Tile
096518 |  | PD | Sheet Flooring
096518 |  | PD | Heat Welding Bead
096518 |  | PD | Integral-Flash-Cove Base Accessories
096518 |  | PD | Resilient Edge Strips
096518 |  | PD | Metal Edge Strips
096518 |  | PD | Trowelable Leveling and Patching Compounds
096518 |  | PD | Flooring Adhesives and Joint Materials
096518 |  | PD | Low VOC Flooring Adhesive and Joint Materials
096518 |  | PD | Floor Finish
096518 |  | SAM | Linoleum Tiles or Sheet Flooring
096518 |  | SAM | Heat Welding Bead
096518 |  | SAM | Base
096518 |  | SAM | Color Samples
096518 |  | QCS | Certificate under Quality Assurance Article
096518 |  | LEED | MR Credit 4.1 and MR Credit 4.1
096518 |  | LEED | MR Credit 5.1 and MR Credit 5.2
096518 |  | LEED | MR Credit 6
096518 |  | LEED | MR Credit 7
096518 |  | LEED | EQ Credit 4.4
096518 |  | LEED | Adhesive: Indicate VOC content and chemical components
096518 |  | LEED | Recycled Content
096518 |  | LEED | Local/Regional Materials
096518 |  | CCS | Maintenance Data - 2 copies | F
096518 |  | CCS | Extra Material: Floor Tile: Furnish 1 box for every 50 boxes or fraction thereof, of each type, color and pattern of floor tile installed. | F
096518 |  | CCS | Extra Material: Sheet Flooring: Furnish not less than 10 linear feet for every 500 linear feet or fraction thereof, in roll form and in full roll width for each color, pattern and type of sheet flooring installed | F
096519 |  |  | RESILIENT TILE FLOORING
096519 |  | PD | Vinyl Composition Tile Type IV
096519 |  | PD | Vinyl Tile Type III
096519 |  | PD | Rubber Tile Type II
096519 |  | PD | Asphalt Tile
096519 |  | PD | Rubber Base
096519 |  | PD | Vinyl Base
096519 |  | PD | Metal Edge Strips
096519 |  | PD | Resilient Edge Strips
096519 |  | PD | Resilient Feature Strips
096519 |  | PD | Stair Covering Materials - Treads
096519 |  | PD | Stair Covering Materials - Risers
096519 |  | PD | Stair Covering Materials - Skirting
096519 |  | PD | Stair Covering Materials - Nosings
096519 |  | PD | Stair Covering Materials - Adhesive
096519 |  | PD | Stair Covering Materials - Void Filler
096519 |  | PD | Underlayment (Mastic Type)
096519 |  | PD | Underlayment (Felt)
096519 |  | PD | Tile Adhesive
096519 |  | PD | Floor Finish
096519 |  | SAM | Resilient Tile
096519 |  | SAM | Base
096519 |  | SAM | Edge Strips
096519 |  | SAM | Color Samples
096519 |  | QCS | Certificates Quality Assurance Article
096519 |  | CCS | Maintenance Data - 2 copies | F
096519 |  | CCS | Extra Materials: Furnish extra tile, equal to 2 percent of the tile installed, of each type and color of tile required | F
096613 |  |  | TERRAZZO
096613 |  | SD | Precast terrazzo stairwork
096613 |  | PD | Portland Cement
096613 |  | PD | Marble Chips
096613 |  | PD | Isolation Membrane
096613 |  | PD | Divider Strips
096613 |  | PD | Slip Resistant Abrasive Aggregate
096613 |  | PD | Cleaner
096613 |  | PD | Sealer
096613 |  | SAM | Terrazzo Topping
096613 |  | SAM | Precast terrazzo
096613 |  | SAM | Fabric Reinforcement
096613 |  | SAM | Divider and Control Joints Strips
096613 |  | SAM | Slip Resistant Abrasive Aggregate
096613 |  | SAM | Sealer
096613 |  | CCS | NTMA terrazzo maintenance recommendations | F
096623 |  |  | POLYACRYLATE FLOORING
096623 |  | PD | Fill
096623 |  | PD | Underlayment
096623 |  | PD | Waterproofing - Latex or resin membrane
096623 |  | PD | Waterproofing
096623 |  | PD | Primer
096623 |  | PD | Type PT Flooring
096623 |  | PD | Type PC Flooring and Base
096623 |  | PD | Sealer
096623 |  | PD | Dividing Strips
096623 |  | PD | Base Bead
096623 |  | PD | Flashing
096623 |  | PD | Extension Collars for Floor Drains
096623 |  | SAM | Flooring and Base Combination
096623 |  | SAM | Underlayment Components
096623 |  | SAM | Liquid Binder for Reinforcement
096623 |  | SAM | Clear Sealer
096623 |  | QCS | Test Reports
096623 |  | QCS | Certificates Article 3.01
096623 |  | QCS | Installer's Qualifications Data
096623 |  | QCS | List of Completed Installations
096623 |  | CCS | Maintenance Data - 2 copies | F
096723 |  |  | EPOXY RESIN FLOORING
096723 |  | PD | Fill
096723 |  | PD | Underlayment
096723 |  | PD | Waterproofing
096723 |  | PD | Primer
096723 |  | PD | Type ET Flooring
096723 |  | PD | Type EC Flooring and Base
096723 |  | PD | Type ECT Flooring and Base
096723 |  | PD | Sealer
096723 |  | PD | Dividing Strips
096723 |  | PD | Base Bead
096723 |  | PD | Flashing
096723 |  | PD | Extension Collars for Floor Drains
096723 |  | SAM | Flooring and Base Combination
096723 |  | SAM | Underlayment Components
096723 |  | SAM | Liquid Binder for Reinforcement
096723 |  | SAM | Clear Sealer
096723 |  | QCS | Test Reports
096723 |  | QCS | Certificates - Article 3.01
096723 |  | QCS | Installer's Qualifications Data
096723 |  | QCS | List of Completed Installations
096723 |  | CCS | Maintenance Data - 2 copies | F
096733 |  |  | NEOPRENE EMULSION FLOORING
096733 |  | PD | Fill
096733 |  | PD | Underlayment
096733 |  | PD | Waterproofing
096733 |  | PD | Metal Surface Sealer
096733 |  | PD | Type C Flooring
096733 |  | PD | Type C Base
096733 |  | PD | Zinc dividing strips
096733 |  | PD | Zinc base bead
096733 |  | PD | Copper Flashing
096733 |  | PD | Extension flanges
096733 |  | SAM | Flooring and Base Combination
096733 |  | SAM | Underlayment Components
096733 |  | SAM | Liquid Binder for Reinforcement
096733 |  | SAM | Sealer
096733 |  | QCS | Test Reports
096733 |  | QCS | Certificate Article 3.01
096733 |  | QCS | Certificate Manufacturer's Approval of Applicator
096733 |  | QCS | List of Completed Installations
096733 |  | CCS | Maintenance Instructions - 2 copies | F
096733 |  | CCS | Warranty Extension | F
096813 |  |  | TILE CARPETING
096813 |  | SD | Dimensions, pattern direction, and seam diagram
096813 |  | PD | Tile Carpeting
096813 |  | PD | Edge Strips
096813 |  | PD | Adhesive
096813 |  | LEED | Indoor Environmental Quality
096813 |  | LEED | Recycled Content
096813 |  | LEED | Local/Regional materials
096813 |  | SAM | Tile Carpeting
096813 |  | SAM | Edge Strip
096813 |  | SAM | Color Samples
096813 |  | QCS | Certificates - Quality Assurance Article
096813 |  | CCS | Maintenance and Cleaning Instructions - 2 copies | F
096813 |  | CCS | Manufacturer's Warranty | F
096813 |  | CCS | Extra materials: Tile Carpeting: Full size units equal to 5 percent of amount installed | F
096816 |  |  | SHEET CARPETING
096816 |  | SD | Dimensions, pattern direction, and seam diagram
096816 |  | PD | Sheet Carpeting
096816 |  | PD | Edge Strips
096816 |  | PD | Adhesive
096816 |  | PD | Seam Sealer
096816 |  | LEED | Indoor Environmental Quality
096816 |  | LEED | Recycled Content
096816 |  | LEED | Local/Regional materials
096816 |  | SAM | Sheet Carpeting
096816 |  | SAM | Edge Strip
096816 |  | SAM | Color Samples
096816 |  | QCS | Certificates - Quality Assurance Article
096816 |  | CCS | Maintenance and Cleaning Instructions - 2 copies | F
096816 |  | CCS | Manufacturer's Warranty | F
096816 |  | CCS | Extra Materials: Sheet Carpeting: Furnish not less than 10 linear feet for every 500 linear feet or fraction thereof | F
096913 |  |  | ACCESS FLOORING
096913 |  | SD | Show floor layout, accessories, and perimeter details
096913 |  | PD | Pedestals
096913 |  | PD | Floor Panels
096913 |  | PD | Grid System
096913 |  | PD | Cutouts
096913 |  | PD | Perforated Floor Panels
096913 |  | PD | Plenum Dividers
096913 |  | PD | Vertical Closures (Fascia)
096913 |  | PD | Ramps
096913 |  | PD | Steps
096913 |  | PD | Railings
096913 |  | PD | Panel Lifting Device
096913 |  | PD | Resilient Base (for Walls
096913 |  | PD | Adhesives
096913 |  | EPD | Environmental Product Declaration
096913 |  | SAM | Flor Panel
096913 |  | SAM | Pedestals
096913 |  | SAM | Stringer
096913 |  | QCS | Lad Bearing Test Reports
096913 |  | CCS | Maintenance Data | F
096913 |  | CCS | Spare Parts: Furnish 4 extra solid floor panels, pedestals and stringers, and one extra perforated floor panel | F
096913 |  | CCS | Special Tools: Furnish one panel lifting device for each room, and for each 1000 sq ft of access flooring in large rooms | F
097126 |  |  | VINYL-COATED FABRIC COVERING
097126 |  | PD | Vinyl-Coated Fabric Wall Covering, each type specified
097126 |  | PD | Adhesive, Primer/Sealer
097126 |  | PD | Metal Molding
097126 |  | SAM | Wall Covering
097126 |  | SAM | Metal Molding
097126 |  | CCS | Maintenance Data - 2 copies | F
097126 |  | CCS | Manufacturer's recommended cleaning | F
097126 |  | CCS | Extra Stock, Wall Covering: Furnish one extra roll of wall covering for each type, pattern and color of wall covering installed | F
097723 |  |  | FIBER REINFORCED PLASTIC PANELS/BOARDS
097723 |  | PD | Plastic Panels
097723 |  | PD | Substrate Backer: Class I rated fire retardant particleboard
097723 |  | PD | Substrate Backer: Particleboard; ANSI A208.1, Grade 1-M-1
097723 |  | PD | Substrate Backer: Water-resistant gypsum backing board
097723 |  | PD | Accessories and Moldings: One piece extruded vinyl or aluminum
097723 |  | PD | Fasteners
097723 |  | PD | Gypsum Backing Board Sealant
097723 |  | PD | Adhesive
097723 |  | PD | Laminating Adhesive
097723 |  | SAM | Plastic Panels and Plastic Boards
097723 |  | SAM | Substrate Backer
097723 |  | SAM | Accessories and Moldings
097723 |  | SAM | Fasteners
097723 |  | SAM | Adhesive
097723 |  | SAM | Laminating Adhesive
097723 |  | SAM | Color Samples
097723 |  | QCS | Fabricator's Qualifications Data
097723 |  | CCS | Maintenance Data - 2 copies | F
099101 |  |  | CONSTRUCTION PAINTING
099101 |  | PD | Painting Schedule - Exterior Substrates
099101 |  | PD | Painting Schedule - Interior Substrates
099101 |  | PD | Paint Type EAL-1: Exterior Acrylic Latex, Flat
099101 |  | PD | aint Type EAL-2: Exterior Acrylic Latex, Semigloss Enamel
099101 |  | PD | Paint Type EAL-3: Exterior Acrylic Latex, Gloss Enamel
099101 |  | PD | Paint Type ESP: Exterior Steel Zinc-Rich Primer, Flat
099101 |  | PD | Paint Type EDS: Exterior Deck Stain, Semitransparent Flat
099101 |  | PD | Paint Type EWS: Exterior Wood Stain, Flat Semitransparent Finish
099101 |  | PD | Paint Type ESV: Exterior Spar Varnish, Gloss Finish
099101 |  | PD | Paint Type EPE: Exterior Porch Enamel, Gloss Enamel
099101 |  | PD | Paint Type LE: Lettering Enamel, Gloss Enamel
099101 |  | PD | Paint Type IAL-1: Interior Acrylic Latex, Flat
099101 |  | PD | Paint Type IAL-2: Interior Acrylic Latex, Eggshell
099101 |  | PD | Paint Type IAL-3: Interior Acrylic Latex, Semigloss Enamel
099101 |  | PD | Paint Type IAL-4: Interior Acrylic Latex, Gloss Enamel
099101 |  | PD | Paint Type IAV-1: Interior Acrylic Varnish, Satin Furniture Stain
099101 |  | PD | Paint Type ISP: Interior Steel Primer, Flat
099101 |  | PD | Paint Type ICOS: Interior Clear Oil Stain, Satin
099101 |  | PD | Paint Type ITOS: Interior Tinted Oil Stain, Satin
099101 |  | PD | Paint Type ITS: Interior Transparent Stain, Satin
099101 |  | PD | Paint Type IPV-1: Interior Polyurethane Varnish, Flat
099101 |  | PD | Paint Type IPV-2: Interior Polyurethane Varnish, Satin
099101 |  | PD | Paint Type IPV-3: Interior Polyurethane Varnish, High Gloss
099101 |  | PD | Paint Type FRL: Fire Retardant Latex, Flat
099101 |  | PD | Paint Type MCU: Moisture Cured Urethane, Clear Gloss Finish
099101 |  | PD | Paint Type AU: Aliphatic Urethane, Gloss Finish
099101 |  | PD | Certificates
099101 |  | PD | Paint Type MCU: Moisture Cured Urethane, Clear Gloss Finish
099101 |  | PD | Paint Type AU: Aliphatic Urethane, Gloss Finish
099101 |  | PD | Colors
099101 |  | SAM | Finish Paint Samples: Two finish paint samples applied over recommended primers for each substrate to be painted.
099101 |  | QCS | Test Reports
099101 |  | QCS | Certificates of Quality Assurance Article
099101 |  | PD | Existing Exterior Paint Film Stripping and Removal Submittals
099101 |  | CCS | Extra Materials: Paint Type EAL-1 and IAL-1: Four gallons, each type | F
099101 |  | CCS | Extra Materials: Paint Types EAL-2 and IAL-2: Two gallons, each type | F
099101 |  | CCS | Extra Materials: Other Paint Types: One gallon, each type. | F
099102 |  |  | ELECTRICAL PAINTING
099102 |  | PD | Painting Schedule - Exterior Substrates
099102 |  | PD | Painting Schedule - Interior Substrates
099102 |  | PD | Type EAL-1: Exterior Acrylic Latex, Flat
099102 |  | PD | Type EAL-2: Exterior Acrylic Latex, Semigloss Enamel
099102 |  | PD | Type EAL-3: Exterior Acrylic Latex, Gloss Enamel
099102 |  | PD | Paint Type ESP: Exterior Steel Zinc-Rich Primer, Flat
099102 |  | PD | Type IAL-1: Interior Acrylic Latex, Flat
099102 |  | PD | Type IAL-2: Interior Acrylic Latex, Eggshell
099102 |  | PD | Type IAL-3: Interior Acrylic Latex, Semigloss Enamel
099102 |  | PD | Type IAL-4: Interior Acrylic Latex, Gloss Enamel.
099102 |  | PD | Paint Type ISP: Interior Steel Primer, Flat
099102 |  | PD | Colors
099102 |  | SAM | Finish Paint Type Samples: Two finish paint samples applied over recommended primers for each substrate to be painted.
099102 |  | QCS | Test Reports
099102 |  | QCS | Certificates of Quality Assurance Article
099102 |  | CCS | Extra Materials: Paint Types EAL and IAL: Two gallons | F
099102 |  | CCS | Extra Materials: Color Coded Paints: One gallon | F
099102 |  | CCS | Extra Materials: Other Paint Types: One gallon | F
099103 |  |  | MECHANICAL PAINTING
099103 |  | PD | Painting Schedule - Exterior Substrates
099103 |  | PD | Painting Schedule - Interior Substrates
099103 |  | PD | Paint Type EAL-1: Exterior Acrylic Latex, Flat.
099103 |  | PD | Type EAL-2: Exterior Acrylic Latex, Semigloss Enamel
099103 |  | PD | Type EAL-3: Exterior Acrylic Latex, Gloss Enamel
099103 |  | PD | Type ESP: Exterior Steel Zinc-Rich Primer, Flat
099103 |  | PD | Type IAL-1: Interior Acrylic Latex, Flat
099103 |  | PD | Type IAL-2: Interior Acrylic Latex, Eggshell
099103 |  | PD | Type IAL-3: Interior Acrylic Latex, Semigloss Enamel
099103 |  | PD | Type IAL-4: Interior Acrylic Latex, Gloss Enamel
099103 |  | PD | Type ISP: Interior Steel Primer, Flat.
099103 |  | PD | Type HR-1: Ambient to 350 degrees Fahrenheit
099103 |  | PD | Type HR-2: 350 degrees Fahrenheit to 800 degrees Fahrenheit
099103 |  | PD | Type HR-3: 800 degrees Fahrenheit to 1200 degrees Fahrenheit
099103 |  | PD | Type EIC: Elastomeric Insulation Coating, Acrylic Latex
099103 |  | PD | Type CTE: Coal Tar Epoxy
099103 |  |  | Colors
099103 |  | SAM | Finish Paint Type Samples: Two finish paint samples applied over recommended primers for each substrate to be painted
099103 |  | QCS | Test Reports: Furnish certified test results from an independent testing laboratory
099103 |  | QCS | Certificates of Quality Assurance Article
099103 |  | CCS | Extra Materials: Paint Types EAL and IAL: Two gallons | F
099103 |  | CCS | Extra Materials: Color Coded Paints: One gallon, each type. | F
099103 |  | CCS | Extra Materials: Other Paint Types: One gallon, each type | F
099659 |  |  | HIGH-BUILD GLAZED COATINGS
099659 |  | PD | Primers, Sealers, Undercoats
099659 |  | PD | Primers, Sealers, and Undercoats
099659 |  | PD | HBGC-1 Coating System
099659 |  | PD | HBGC-2 Coating System
099659 |  | PD | HBGC-3 Coating System
099659 |  | SAM | Samples: Each coating system and color required
099659 |  | QCS | Test Reports
099659 |  | QCS | Applicators Qualifications Data
099659 |  | QCS | Certificates - Quality Assurance Article
099659 |  | CCS | Extra Materials: Furnish one extra gallon of each type and color of coating material specified | F
099701 |  |  | WATER TANK PAINTING
099701 |  | PACK | Submit the Product Data, Samples, and Quality Control Submittals specified below at the same time as a package
099701 |  | PD | Type C-1 System
099701 |  | PD | Type C-2 System
099701 |  | PD | Type C-3 System
099701 |  | PD | Type C-4 System
099701 |  | PD | Type C-5 System
099701 |  | PD | Alternate Type C-5 System
099701 |  | PD | Type C-6 System
099701 |  | PD | Type C-7 System
099701 |  | PD | Type C-7 System Alternate
099701 |  | PD | Modified Amine Epoxy Filler and Surfacer
099701 |  | PD | Equipment: Elcometer 345 Ferrous Integral Paint Thickness Gauge (4 key)
099701 |  | PD | Color Chart
099701 |  | PD | Cement Grout
099701 |  | PD | Shrinkage Resistant Grout
099701 |  | PD | Flashing Compound
099701 |  | SAM | Primer
099701 |  | SAM | Intermediate Coat (if specified)
099701 |  | SAM | Finish Coat
099701 |  | PD | Detailed Facility Logo Drawing
099701 |  | QCS | Coating Certification
099701 |  | QCS | Performance Certification
099702 |  |  | PAINTING WASTE WATER TREATMENT PLANT
099702 |  | PACK | Submit the product data, samples, and quality control submittals specified below at the same time as a package
099702 |  | PD | Type C-1 System
099702 |  | PD | Type C-2 System
099702 |  | PD | Type C-3 System
099702 |  | PD | Type C-4 System
099702 |  | PD | Type C-5 System
099702 |  | PD | Type C-6 System
099702 |  | PD | Type C-7 System
099702 |  | PD | Type C-8 System
099702 |  | PD | Type C-9 System
099702 |  | PD | Type C-10 System
099702 |  | PD | Type C-11 System
099702 |  | PD | Barrier Coating
099702 |  | PD | Color Chart
099702 |  | SAM | Primer
099702 |  | SAM | Intermediate Coat (if specified)
099702 |  | SAM | Finish Coat
099702 |  | QCS | Certificate of Compliance
099703 |  |  | PAINTING WATER TREATMENT PLANT
099703 |  | PACK | Submit the product data, samples, and quality control submittals specified below at the same time as a package
099703 |  | PD | Carbon Steel (structural steel, miscellaneous metal, tanks, piping and equipment)
099703 |  | PD | Mill Coated Ductile Iron Pipe
099703 |  | PD | Galvanized Steel - Piping and Miscellaneous Fabrication
099703 |  | PD | Concrete - Cast-in-Place and Precast Concrete Surfaces
099703 |  | PD | Concrete Floors - Secondary Chemical Containment in Chemical Mixing and Storage Areas
099703 |  | PD | Concrete Masonry Units (CMU’s)
099703 |  | PD | Indoor Wall and Ceiling Surfaces
099703 |  | PD | Wood
099703 |  | PD | PVC Piping
099703 |  | PD | Color Chart
099703 |  | SAM | Primer
099703 |  | SAM | Intermediate Coat
099703 |  | SAM | Finish Coat
099703 |  | QCS | Certificate of Compliance
099704 |  |  | OPAQUE EXTERIOR WALL RESURFACING
099704 |  | PD | Opaque Liquid Resurfacing
099704 |  | PD | Primer/Sealer
099704 |  | SAM | Liquid Resurfacer
099704 |  | SAM | Color Samples, Opaque Liquid Resurfacing
099704 |  | QCS | Applicator's Qualifications Data

## Div.10
SUBMITTALS FOR APPROVAL |  |  |  | Send to: | Critical Submittals | Contractor's Projected Dates Allow at least 4 weeks for Approval (allows time for any resubmission)
Spec Section | Sub Section | Type | Description | F | Mark "X" for all that apply | Projected Transmittal Date: | Projected Approval Date: | Projected Delivery Date:
F/O
D
101113 |  |  | CHALKBOARDS AND TACKBOARDS
101113 |  | SD | Fabrication details and connections
101113 |  | PD | Chalkboard (slate-like manufactured stone face).
101113 |  | PD | Chalkboard (porcelain enameled face)
101113 |  | PD | Tackboard (cork)
101113 |  | PD | Tackboard (vinyl cork)
101113 |  | PD | Aluminum Trim
101113 |  | PD | Chalktrays
101113 |  | PD | Fasteners
101113 |  | SAM | Chalkboard (stone face)
101113 |  | SAM | Tackboard
101113 |  | SAM | Aluminum Trim
101113 |  | SAM | Chalktrays
101113 |  | SAM | Fasteners
101423 |  |  | SIGNS
101423 |  | SD | Show Fabrication and mounting details
101423 |  | PD | Engraved Stock (ES) Plastic
101423 |  | PD | Acrylic Sheet
101423 |  | PD | Aluminum Sheet
101423 |  | PD | Stainless Steel Sheet
101423 |  | PD | Bronze Plate
101423 |  | PD | Opaque Coating
101423 |  | PD | Mechanical Mounting (MM)
101423 |  | PD | Tape Mountin (TM)
101423 |  | PD | Sealant Mounting (SM)
101423 |  | PD | Plate Mounting (PM)
101423 |  | SAM | Full size of each sign type and copy type specified including mounting accessories. T
101423 |  | SAM | Color Samples
101423 |  | QCS | Sign Fabricator Qualification Data
101423 |  | PD | Templates
102100 |  |  | COMPARTMENTS
102100 |  | SD | Fabrication details and connections
102100 |  | PD | Plastic Laminated Panels
102100 |  | PD | Porcelain Enamel Panels
102100 |  | PD | Stainless Steel Panels
102100 |  | PD | Baked Enamel Panels
102100 |  | PD | Solid Phenolic Core Panels
102100 |  | PD | Solid Plastic Panels
102100 |  | PD | Fittings and Fasteners
102100 |  | PD | Concealed Reinforcing
102100 |  | PD | Overhead bracing
102100 |  | PD | Wall Supports
102100 |  | PD | Cut-Outs and Reinforcement
102100 |  | PD | Door Hardware - Hinges
102100 |  | PD | Door Hardware - Mortise Lock
102100 |  | PD | Door Hardware - Slide Bolt
102100 |  | PD | Door Hardware - Combination Stop and Keeper
102100 |  | PD | Door Hardware - Combination Coat Hook and Bumper
102100 |  | PD | Door Hardware - Wall Bumper
102100 |  | PD | Door Hardware - Door Pull
102100 |  | PD | Chrome plated or stainless steel through bolts, or machine screws as required
102100 |  | SAM | Hardware
102100 |  | SAM | Panel Sections
102100 |  | SAM | Overhead Bracing
102100 |  | SAM | Pilaster Leveling Device (Ceiling or Floor Type)
102100 |  | SAM | Bracket Fittings
102100 |  | SAM | Fasteners
102100 |  | SAM | Curtain Hooks
102113 |  |  | METAL TOILET COMPARTMENTS
102113 |  | SD | Fabrication details and connections
102113 |  | PD | Panels and Doors
102113 |  | PD | Ceiling-Hung Pilasters
102113 |  | PD | Floor-Supported Pilasters
102113 |  | PD | Overhead-Braced Pilasters
102113 |  | PD | Wall-Hung Screens
102113 |  | PD | Floor-Supported Screens
102113 |  | PD | Hinges
102113 |  | PD | Mortise Lock
102113 |  | PD | Stop and Keeper
102113 |  | PD | Coat Hook and Bumper
102113 |  | PD | Door Pull
102113 |  | PD | Wall Bumper
102113 |  | EPD | Environmental Product Declaration
102113 |  | SAM | Hardware: One, each item and type specified.
102113 |  | SAM | Panels
102113 |  | SAM | Pilaster Leveling Device
102113 |  | SAM | Overhead Bracing
102113 |  | SAM | Bracket Fittings
102113 |  | SAM | Fasteners
102113 |  | SAM | Color Samples
102213 |  |  | WIRE MESH PARTITIONS
102213 |  | SD | Plans, elevations, details
102213 |  | PD | Wire and Frames
102213 |  | PD | Vertical Posts
102213 |  | PD | Floor Sockets
102213 |  | PD | Top Capping Bar
102213 |  | PD | Door Hardware - Hinged Doors
102213 |  | PD | Door Hardware - Sliding Doors
102213 |  | SAM | Wire mesh panel
102226 |  |  | FOLDING PARTITIONS
102226 |  | SD | Fabrication details and connections - Deliver 2 copies
102226 |  | PD | Folding Panel Partitions
102226 |  | PD | Accordion Folding Partitions
102226 |  | PD | Pass Door
102226 |  | PD | Pull Bar, Draw Latches, Screws and Installation Hardware
102226 |  | PD | Exposed Hardware Finish
102226 |  | PD | Cylinder Lock
102226 |  | SAM | Standard color samples
102226 |  | SAM | Vinyl-faced Fabric
102226 |  | SAM | Wood Veneer
102226 |  | SAM | Plastic Laminate
102226 |  | QCS | STC Rating Certification
102226 |  | QCS | Fire Hazard Certification
102226 |  | CCS | Operation and Maintenance Data - 2 copies | F
102613 |  |  | WALL AND CORNER GUARDS
102613 |  | PD | PVC Wall Guards
102613 |  | PD | PVC Corner Guards
102613 |  | PD | Stainless Steel Corner Guards
102613 |  | PD | Fasteners - Stainless steel tamper resistant screws
102613 |  | PD | Fasteners - Screw anchors, tubular, lead coated, braided fiber
102613 |  | SAM | Tamper Resistant Fasteners: Each type required
102613 |  | SAM | Color Samples
102813 |  |  | TOILET AND BATH ACCESSORIES
102813 |  | SD | Grab Bar Details
102813 |  | PD | Mirrors
102813 |  | PD | Shelves - Stainless Steel Shelf
102813 |  | PD | Paper Towel Dispensers - Furface Mounted (PTD-SM)
102813 |  | PD | Paper Tower Dispensers - Recessed (PTD-R)
102813 |  | PD | Toilet Tissue Dispensers - Surface Mounted (Folded Tissue Type - TTD-SM)
102813 |  | PD | Double Roll Toilet Tissue Dispensers - Surface Mounted (DRTTD-SM)
102813 |  | PD | Single Roll Toilet Tissue Dispensers - (SRTTD)
102813 |  | PD | Toilet Tissue Dispensers - Recessed (Roll in Reserve Type - TTD-R)
102813 |  | PD | Security Toilet Paper Holder – Recessed (RTPH)
102813 |  | PD | Waste Receptacles - Surface Mounted (WR-SM)
102813 |  | PD | Waste Receptacles - Recessed (WR-R)
102813 |  | PD | Combination Paper Towel Dispensers and Waste Receptacles (PTD & WR)
102813 |  | PD | Combination Feminine Napkin and Tampon Dispensers (FN & TD)
102813 |  | PD | Feminine Napkin Disposals - Surface Mounted (FND-SM)
102813 |  | PD | Feminine Napkin Disposals - (Recessed) (FND-R)
102813 |  | PD | Lather Soap Dispensers - Surface Mounted (LSD-SM)
102813 |  | PD | Shower Curtain Rods (SCR)
102813 |  | PD | Shower Curtain Tracks - Surface Mounted (SCT-SM)
102813 |  | PD | Shower Curtains (SC)
102813 |  | PD | Towel Bars (TB)
102813 |  | PD | Towel Hooks (TH)
102813 |  | PD | Mop and Broom Holders (M & BH)
102813 |  | PD | Grab Bars (GB)
102813 |  | SAM | Samples: One full size sample of each product required, unless otherwise specified, complete with mounting devices and fasteners
102813 |  | SAM | Shower Curtain
102813 |  | CCS | Operation and Maintenance Data | F
102813 |  | CCS | Parts lists | F
102813 |  | CCS | Keys: Furnish minimum of 2 keys and an additional 2 keys for every 6 key operated accessories. | F
102813 |  | CCS | Tools: Furnish socket wrenches compatible with set screws of concealed theft-resistant fastenings. Furnish minimum of 2 wrenches and an additional 2 wrenches for every 6 accessories having such fastenings | F
102814 |  |  | ELECTRIC HAND DRYERS
102814 |  | PD | Electric Hand Dryers - Recessed
102814 |  | PD | Electric Hand Dryers - Surface Mounted
102814 |  | CCS | Operation and Maintenance Data - 2 copies | F
107501 |  |  | FLAGPOLES
107501 |  | SD | Fabrication details and connections
107501 |  | PD | Flagpoles
107501 |  | CCS | Operation and Maintenance Data - 2 copies | F
108600 |  |  | SAFETY-SECURITY MIRRORS
108600 |  | PD | Full Dome Mirrors
108600 |  | PD | Half Dome Mirrors
108600 |  | PD | Quarter Dome Mirrors
108600 |  | PD | Round Acrylic Convex Mirrors
108600 |  | CCS | Cleaning Data - 2 copies | F
108600 |  | CCS | Maintenance Data | F

## Div.11
SUBMITTALS FOR APPROVAL |  |  |  | Send to: | Critical Submittals | Contractor's Projected Dates Allow at least 4 weeks for Approval (allows time for any resubmission)
Spec Section | Sub Section | Type | Description | F | Mark "X" for all that apply | Projected Transmittal Date: | Projected Approval Date: | Projected Delivery Date:
F/O
D
111319 |  |  | LOADING DOCK EQUIPMENT
111319 |  | SD | Installation Details
111319 |  | PD | Dock Bumpers (Laminated Tread Type)
111319 |  | PD | Dock Bumpers (Molded Rubber Type)
111319 |  | PD | Mechanical Dock Levelers
111319 |  | PD | Hydraulic Dock Levelers
111319 |  | CCS | Operation and Maintenance Data | F
111319 |  | CCS | Special Warranty for Dock Levelers | F
111320 |  |  | SCISSORS TYPE DOCK LIFT
111320 |  | PACK | Submit the shop drawings, product data, and quality control submittals specified
111320 |  | SD | Submit fabrication details and connections to structure for the lift equipment.
111320 |  | PD | Dock Lift - Anchors
111320 |  | PD | Dock Lift - Platform
111320 |  | PD | Dock Lift - Manual Hinged Throwover Bridge
111320 |  | PD | Dock Lift - Bearings
111320 |  | PD | Dock Lift - Handrails and Kickplate
111320 |  | PD | Dock Lift - Safety Paint
111320 |  | PD | Dock Lift - Power Unit
111320 |  | PD | Dock Lift - Safety Device
111320 |  | PD | Hoses and Fittings
111320 |  | PD | Rigid Nonmetallic Pipe, Fittings and Accessories
111320 |  | CCS | Full Load Test Report | F
111320 |  | CCS | Operation and Maintenance Data - 2 copies | F
111901 |  |  | DETENTION EQUIPMENT
111901 |  | SUB | Quality Assurance Package
111901 |  | SUB | Detention Equipment Package
111901 |  | SUB | Detention Hardware Package
111901 |  | SUB | Power and Control Wiring Package
111901 |  | SUB | Certificates and Test Reports for Tool-Resisting Steel
111901 |  | SAM
111901 |  | SAM
111901 |  | CCS | Operation and Maintenance Data for Detention Equipment | F
111901 |  | CCS | Operation and Maintenance Data for Detention Hardware | F
111901 |  | CCS | Operation and Maintenance Data for Electrical Control Wiring | F
111901 |  | CCS | Point to Point Wiring Diagrams | F
111901 |  | CCS | Manufacturer's Written Certification of Correct Installation and Operation for Equipment, Locks, Systems, and Accessories | F
111902 |  |  | DETENTION ACCESSORIES
111902 |  | SD | Show relationship of detention accessories with other Work
111902 |  | PD | Steel Plate
111902 |  | PD | Steel Sheet - Hot Rolled Steel Sheets and Strip
111902 |  | PD | Steel Sheet - Cold Rolled Steel Sheets
111902 |  | PD | Stainless Steel
111902 |  | PD | Fasteners - Bolts and Nuts - Concealed Bolts
111902 |  | PD | Fasteners - Bolts and Nuts - Exposed Bolts
111902 |  | PD | Concealed Machine Screws
111902 |  | PD | Exposed Machine Screws
111902 |  | PD | Externally Threaded Expansion Bolt Anchors
111902 |  | PD | Internally Threaded Expansion Shield Anchors (For Lag Bolts)
111902 |  | PD | Internally Threaded Expansion Shield Anchors (For Machine Bolts)
111902 |  | PD | Paint - Cold Galvanizing Compound
111902 |  | PD | Paint - Ferrous and Galvanized Shop Primer
111902 |  | PD | Paint - Inside of Control Cabinets
111902 |  | PD | Manufactured Units: Cell Mirrors
111902 |  | PD | Manufactured Units: Cell Beds
111902 |  | PD | Manufactured Units: Collapsible Hooks
111902 |  | PD | Manufactured Units: Key Cabinet
111902 |  | PD | Manufactured Units: Security Curtain Rods
111902 |  | QCS | Manufacturer's Qualifications
111902 |  | QCS | Installer's Qualifications
111903 |  |  | STEEL DETENTION SCREENS
111903 |  | SD | Application to project and connection
111903 |  | PD | Dententions Screens with Type A (Channel Type) Frames
111903 |  | PD | Detention Screens with Type B (Tubular Type) Frames
111903 |  | PD | Wire Cloth: 0.028 inch diameter wire, 12 mesh to the inch
111903 |  | PD | Wire Cloth: 0.047 inch diameter wire, 10 mesh to the inch
111903 |  | PD | Wire Cloth: 0.054 inch diameter wire, 8 mesh to the inch
111903 |  | PD | Wire Cloth Support Assembly
111903 |  | PD | Hinges
111903 |  | PD | Locking System
111903 |  | PD | Scribe Members
111903 |  | PD | Fastening Devices
111903 |  | PD | Shop Finishing
111903 |  | EPD | Environmental Product Declaration
111903 |  | SAM | Wire Cloth
111903 |  | SAM | Steel detention screen
111903 |  | QCS | Manufacturer's Qualifications
111904 |  |  | STEEL SECURITY SCREENS
111904 |  | SD | Application to Project
111904 |  | PD | Steel Security Screens - Frames
111904 |  | PD | Steel Security Screens - Woven Rod
111904 |  | PD | Steel Security Screens - Hinges
111904 |  | PD | Steel Security Screens - Locking System
111904 |  | PD | Steel Security Screens - Scribes
111904 |  | EPD | Environmental Product Declaration
111905 |  |  | SECURE THERAPY CUBICLE
111905 |  | QCS | Equipment Manufacturer’s Qualifications
111905 |  | QCS | Equipment Installation Company Qualifications
111905 |  | QCS | Equipment Installer’s Qualifications
111905 |  | QCS | Technical Advisor’s Qualifications
111905 |  | SD | Detention Equipment - Show relationship of detention equipment with the Work
111905 |  | PD | Detention Hardware Equipment - Hardware Schedule
111905 |  | PD | Detention Equipment - Steel Plate
111905 |  | PD | Detention Equipment - Steel Tubing
111905 |  | PD | Detention Equipment - Misc. Steel Shapes and Bars
111905 |  | PD | Detention Equipment - Hot-Rolled Steel Sheets and Strip
111905 |  | PD | Detention Equipment - Cold-Rolled Steel Sheets
111905 |  | PD | Detention Equipment - Galvanized Steel Sheet
111905 |  | PD | Detention Equipment - Stainless Steel
111905 |  | PD | Detention Equipment - Steel Rods (for Woven Rod Mesh Panels)
111905 |  | PD | Detention Equipment - Bolts and Nuts
111905 |  | PD | Detention Equipment - Machine Screws
111905 |  | PD | Detention Equipment - Externally Threaded Expansion Bolt Anchors
111905 |  | PD | Detention Equipment - Internally Threaded Expansion Shield Anchors (For Lag Bolts)
111905 |  | PD | Detention Equipment - Internally Threaded Expansion Shield Anchors (For Machine Bolts)
111905 |  | PD | Detention Equipment - Adhesive Anchors
111905 |  | PD | Detention Equipment - Paint
111905 |  | PD | Detention Equipment - Type S-1 Sheet Glazing
111905 |  | PD | Detention Equipment - Glazing Tape
111905 |  | PD | Detention Equipment - Type 6 Sealant (Flexible Security Sealant)
111905 |  | PD | Detention Equipment - Joint Primer/Sealer/Conditioner
111905 |  | PD | Detention Equipment - Cleaning Solvents
111905 |  | PD | Detention Hardware - Hinges
111905 |  | PD | Detention Hardware - Prison Deadlock
111905 |  | PD | Detention Hardware - Escutcheon
111905 |  | PD | Detention Hardware - Door Pull
111905 |  | PD | Detention Hardware - Shackle Opening - Hinge
111905 |  | PD | Detention Hardware - Padlocks for each shackle
111905 |  | PD | Detention Hardware - Padlocks for each handcuff door
111905 |  | PD | Wall Mounted Desk
111905 |  | PD | Floor Mounted Sool
111905 |  | PD | Light Fixture
111905 |  | PD | Lamp Socket with Plug thru Wiring
111905 |  | PD | amp Socket Mounting
111905 |  | PD | Vandal resistant fasteners (stainless steel)
111905 |  | PD | Electronic ballast
111905 |  | PD | Lamps
111905 |  | PD | Conductors, Raceways, Fittings and Accessories
111905 |  | PD | Insulation
111905 |  | PD | Insulation Tapes
111905 |  | PD | Terminal Blocks and Connectors
111905 |  | PD | Terminals
111905 |  | PD | Galvanized Steel Junction and Pull Boxes For Exposed Work
111905 |  | PD | Threaded Type Boxes For Exposed Work
111905 |  | SAM | Light Fixture
111905 |  | SAM | Glazing Material
111905 |  | SAM | Glazing Tape
111905 |  | SAM | Type 6 Sealant
111905 |  | CCS | Operation and Maintenance Data - 2 copies | F
111905 |  | CCS | Certification from manufacturer that detention locks and accessoies are installed and operating properly | F
111905 |  | CCS | Glazing Warranty | F
112613 |  |  | UNIT KITCHEN
112613 |  | PD | Type A Unit Kitchen
112613 |  | PD | Type B Unit Kitchen
112613 |  | PD | Type C Unit Kitchen
112613 |  | PD | Type D Unit Kitchen
112613 |  | PD | Type E Unit Kitchen
112613 |  | PD | Type F Unit Kitchen
112613 |  | PD | Sink/Range Countertop
112613 |  | PD | Cabinet Construction
112613 |  | PD | Range Hood
112613 |  | PD | Sink Utility Light
112613 |  | PD | Electric Oven Unit
112613 |  | PD | Electric Range Unit
112613 |  | PD | Upright Refrigerator
112613 |  | PD | Undercounter Refrigerator
112613 |  | PD | Microwave Unit
112613 |  | PD | Icemaker Unit
112613 |  | CCS | Operation and Maintenance Data - 2 copies | F
112613 |  | CCS | Manufacturer’s Warranty: Five year warranty for the sealed refrigeration system | F
112613 |  | CCS | Special Tools: One key for each stop valve | F
114100 |  |  | FOOD SERVICE EQUIPMENT
114100 |  | SD | Include complete wiring diagrams of all power connections
114100 |  | PD | Item No. 1 - Clean Dish Table (Portable)
114100 |  | PD | Item No. 2 - Rolling Utility Table
114100 |  | PD | Item No. 3 - Toaster
114100 |  | PD | Item No. 4 - Work Table
114100 |  | PD | Item No. 5 - Tilting Braisning Pan
114100 |  | PD | Item No. 6 - Steam Cooker
114100 |  | PD | Item No. 7 - Convection Oven
114100 |  | PD | Item No. 8 - Steam Kettle
114100 |  | PD | Item No. 9 - Serving Counter
114100 |  | PD | Item No. 10 - Tray Slide
114100 |  | PD | Item No. 11 - Reach-In Refrigerator
114100 |  | PD | Item No. 12 - Vegetable Peeler
114100 |  | PD | Item No. 13 - Three Compartment Sink
114100 |  | PD | Item No. 14 - Cutter-Mixer
114100 |  | PD | Item No. 15 - 6 foot Work Table
114100 |  | PD | Item No. 16 - Meat Slicer
114100 |  | PD | Item No. 17 - 4 foot Work Table
114100 |  | PD | Item No. 18 - Slicer - Dicer
114100 |  | PD | Item No. 19 - Rolling Utility Table
114100 |  | PD | Item No. 20 - Food Cutter
114100 |  | PD | Item No. 21 - Mixer (60 Quart)
114100 |  | PD | Item No. 22 - Ice Machine
114100 |  | PD | Item No. 23 - Tray Dispenser
114100 |  | PD | Item No. 24 - Can Washer with Booster
114100 |  | PD | Item No. 25 - Butchers Table - Model No. WT-96S
114100 |  | PD | Item No. 26 - Butchers Table - Model No. WT-84S
114100 |  | PD | Item No. 27 - Three Compartment Sink - Model No. S5424-3
114100 |  | PD | Item No. 27 - Three Compartment Sink - Model No. S9024-3
114100 |  | PD | Item No. 28 - Silver Sorting Table
114100 |  | PD | Item No. 29 - Clean Dish Table
114100 |  | PD | Item No. 30 - Dishwasher w/Booster
114100 |  | PD | Item No. 31 - Soiled dish Table with Pre-Wash Sink and Scrap Block
114100 |  | QCS | List of Completed Installations
114100 |  | CCS | Certificate required under Quality Assurance Article | F
114100 |  | CCS | Operation and Maintenance Data - 2 copies | F
114101 |  |  | SHUNT TRIP CONTROL SYSTEM FOR KITCHEN EQUIPMENT
114101 |  | PACK | Submit the shop drawings, and the product data specified below at the same time as a package
114101 |  | SD | Coposite wiring and/or schematic diagrams of the completed system
114101 |  | PD | Shunt Trip Control - Relay
114101 |  | PD | Shunt Trip Control - Test Switch
114101 |  | PD | Shunt Trip Control - Pilot Light
114101 |  | PD | Shunt Trip Control - Enclosure
114101 |  | PD | Shunt Trip Control - Name Plate
114102 |  |  | PREFABRICATED WALK-IN REFRIGERATED BOXES
114102 |  | SD | Panel Layouts and elevations
114102 |  | SD | Door Panel Details
114102 |  | SD | Details of ceiling support assembly
114102 |  | PD | Prefabricated Panels
114102 |  | PD | Refrigerated Box Doors
114102 |  | PD | Door Jamb Heater Cable - Boxes below 33 degrees Farenheit
114102 |  | PD | Lighting - Incandescent Type
114102 |  | PD | Lighting - Fluorescent Fixtures - Below 0 degrees
114102 |  | PD | Lighting - Fluorescent Fixtures - Between 0 and 20 degrees
114102 |  | PD | Lighting - Toggle Switch/Neon-Pilot Light Combination
114102 |  | PD | Air Pressure Relief Vents - Boxes Below 33 degrees
114102 |  | PD | Refrigeration System
114102 |  | PD | Temperature Alarm
114102 |  | PD | Fasteners for Heavy Duty and Single Leaf Sliding Doors
114102 |  | CCS | Operation and Maintenance Data - 2 copies | F
114102 |  | CCS | Warranty | F
114102 |  | CCS | Special Tools: One tool for each type and size vandal resistant fastener | F
116623 |  |  | GYMNASIUM EQUIPMENT
116623 |  | SD | Show fabrication details and connections
116623 |  | PD | Wall Mounted Stationary Backstops
116623 |  | PD | Wall Mounted Fold Up Backstops
116623 |  | PD | Wall Mounted Side Fold Backstops
116623 |  | PD | Ceiling Suspended Forward Fold Backstops
116623 |  | PD | Backboards, Goals, and Nets; One for Each Backstop - No. 401
116623 |  | PD | Backboards, Goals, and Nets; One for Each Backstop - No. 501
116623 |  | PD | Manual Hoists; One for Each Folding Backstop (Except Wall Mounted Side Fold Backstops)
116623 |  | PD | Superstructure Assemblies
116623 |  | PD | Padded Wall Panels
116623 |  | PD | Scoreboard
116623 |  | PD | Fasteners
116623 |  | QCS | Certificate notarized by Company Field Advisor certifying equipment meets the contract requirements
116623 |  | QCS | Company Field Advisor Data
116623 |  | CCS | Operation and Maintenance Data - 2 copies | F
117300 |  |  | BED PAN WASHERS
117300 |  | PD | Fixture - exposed, wall supported unit
117300 |  | PD | Bedpan Rack:
117300 |  | PD | Supports
117300 |  | PD | Urinal Rack
117400 |  |  | DENTAL EQUIPMENT
117400 |  | PD | Dental Chairs (Type 1)
117400 |  | PD | Dental Chairs (Type 2)
117400 |  | PD | Dental Chair Delivery System
117400 |  | PD | Dental Light
117400 |  | PD | X-Ray Unit
117400 |  | PD | Processor
117400 |  | PD | Oral Evacuation System
117400 |  | PD | Air Compressor
117400 |  | PD | Dental Handpiece (Type 1)
117400 |  | PD | Dental Handpiece (Type 2)
117400 |  | PD | Dental Handpiece (Type 3)
117400 |  | PD | Color
117400 |  | PD | Mounting Devices
117400 |  | PD | Pipe and Pipe Fittings
117400 |  | QCS | Certificates - Quality Assurance Article
117400 |  | QCS | Company Field Advisor Data
117400 |  | CCS | Operation and Maintenance Data - 2 copies | F
117700 |  |  | MEDICAL RADIOGRAPHIC EQUIPMENT
117700 |  | PD | Radiographic Table, Integrated Tube Stand, X-Ray Generator and Transformer
117700 |  | PD | Cassette Stand
117700 |  | PD | Processor
117700 |  | PD | Door interlocks, mounting devices
117700 |  | QCS | Equipment Certificate Quality Assurance Article
117700 |  | QCS | Company Field Advisor Data
117700 |  | CCS | Operation and Maintenance Data - 2 copies | F
117900 |  |  | WHIRLPOOL TUB AND LIFT
117900 |  | PD | Whirlpool Tub
117900 |  | PD | Type "C" pressure balanced mixing valve
117900 |  | PD | Dial thermometer
117900 |  | PD | Hand held shower
117900 |  | PD | Vacuum breaker
117900 |  | PD | Filler hose or spout
117900 |  | PD | 2 inch pop up drain
117900 |  | PD | Electric Lift
117900 |  | PD | Mechanical Lift
117900 |  | CCS | Operation and Maintenance Data - 2 copies | F
118219 |  |  | INCINERATORS
118219 |  | PD | Incinerators
118219 |  | PD | Flue Gas Scrubber
118219 |  | PD | Fuel Burning Appartus
118219 |  | PD | Incerator Control System
118219 |  | PD | Refractory Materials
118219 |  | PD | Stacks
118219 |  | QCS | Refractory Materials Test Report - 2 certified copies
118219 |  | QCS | Incinerator Test Reports - 2 certified copies
118219 |  | QCS | Maintenance Data and Operating instructions - 5 copies
118219 |  | QCS | Maintenance Data and Operating Instructions: Submit five copies
118219 |  | CCS | Maintenance Materials: Provide a set of cleaning tools for each size incinerator, which shall include a hoe, slice bar and rake, complete with hanger rack for securing tools in a convenient location. | F
118219 |  | CCS | Furnish for each incinerator, a 20 lb. dry chemical type extinguisher for Class A, B or C fires, each complete with mounting bracket | F
118220 |  |  | INCINERATOR - CONTROLLED AIR TYPE
118220 |  | PD | Incinerators
118220 |  | PD | Refractory and Insulation for Incinerator and Smoke Stack
118220 |  | PD | Smoke Stack and Accessories
118220 |  | CCS | Maintenance Data and Operating instructions - 5 copies | F
118220 |  | CCS | Fire Extinguisher: 20 lb. dry chemical type, rated for Class A, B or C fires. Mount on wall bracket adjacent to incinerator. | F

## Div.12
SUBMITTALS FOR APPROVAL |  |  |  | Send to: | Critical Submittals | Contractor's Projected Dates Allow at least 4 weeks for Approval (allows time for any resubmission)
Spec Section | Sub Section | Type | Description | F | Mark "X" for all that apply | Projected Transmittal Date: | Projected Approval Date: | Projected Delivery Date:
F/O
D
126613 |  |  | TELESCOPIC BLEACHERS
122613 |  | PD | Bleacher Units - Wood Seat Bleachers
122613 |  | PD | End panels
122613 |  | PD | Rear Filler Panels
122613 |  | PD | Non-removable self storing end rail
122613 |  | PD | Fasteners
122613 |  | QCS | Company Field Advisor Data
122613 |  | QCS | Certificate required under Quality Assurance Article
122613 |  | CCS | Operation and Maintenance Data: Deliver 2 copies | F
129344 |  |  | RECREATION EQUIPMENT
129344 |  | PD | Tennis Equipment
129344 |  | PD | Volleyball Equipment
129345 |  |  | SHELTERS
129345 |  | PD | Shelter
129345 |  | PD | Framing
129345 |  | PD | Roofing System

## Div.13
SUBMITTALS FOR APPROVAL |  |  |  | Send to: | Critical Submittals | Contractor's Projected Dates Allow at least 4 weeks for Approval (allows time for any resubmission)
Spec Section | Sub Section | Type | Description | F | Mark "X" for all that apply | Projected Transmittal Date: | Projected Approval Date: | Projected Delivery Date:
F/O
D
132001 |  |  | PROTECTION PADDING SYSTEM
132001 |  | PACK | Submit the shop drawings, product data, and samples specified below at the same time as a package
132001 |  | SD | Show fabrication details, locations and sizes of vertical panels
132001 |  | PD | Resinous Material
132001 |  | PD | Sealant
132001 |  | PD | Finish Coat
132001 |  | PD | Oriented Strand Board
132001 |  | PD | Primer
132001 |  | PD | Aluminum Edge Trim
132001 |  | PD | Fasteners - Bolts, Nuts, Washers, Lags, and Screws
132001 |  | PD | Fasteners - Anchors
132001 |  | PD | Fasteners - Self Threading Masonry Screws
132001 |  | PD | Fasteners - Powder Actuated Fasteners
132001 |  | SAM | Protection Padding Adhered to OSB Backing
132001 |  | SAM | Resinous Material
132001 |  | SAM | Sealant
132001 |  | SAM | Finish Coat
132001 |  | SAM | Primer
132001 |  | SAM | Fasteners and Anchors:
132001 |  | CCS | Maintenance Data - 2 copies | F
132001 |  | CCS | Extra Materials: Furnish one quart each of primer, resinous material, sealant, and finish coat for repairing the protection padding system | F
132701 |  |  | VAULT DOORS AND DAY GATES
132701 |  | SD | Show application to project
132701 |  | PD | Vault Doors
132701 |  | PD | Frames
132701 |  | PD | Day Gate
132701 |  | SAM | Manufacturer’s standard finishes
132701 |  | SAM | Manufacturer’s standard color
132701 |  | CCS | Operation and Maintenance Data - 2 copies | F
133419 |  |  | PRE-ENGINEERED METAL BUILDING
133419 |  | SD | Erection Drawings
133419 |  | SD | Structural Drawings
133419 |  | PD | Roofing panels
133419 |  | PD | Exterior wall panels
133419 |  | PD | Interior liner panels
133419 |  | PD | Doors
133419 |  | PD | Windows
133419 |  | PD | Translucent light panels
133419 |  | PD | Louvers
133419 |  | PD | Ventilators
133419 |  | PD | Trim, exterior and interior
133419 |  | PD | Flashings
133419 |  | PD | Insulation
133419 |  | PD | Sealants and gaskets
133419 |  | EPD | Environmental Product Declaration
133419 |  | SAM | Roofing panels
133419 |  | SAM | Exterior wall panels
133419 |  | SAM | Interior liner panels
133419 |  | SAM | Translucent light panels
133419 |  | SAM | Roof and wall insulation
133419 |  | SAM | Pedestrian door
133419 |  | SAM | Purlin
133419 |  | SAM | Girt
133419 |  | SAM | Corner, rake and eave trim
133419 |  | SAM | Ridge cover
133419 |  | SAM | Pedestrian door frame
133419 |  | SAM | Thermal break, each type
133419 |  | SAM | Color Samples
133419 |  | QCS | Design Calculations
133419 |  | QCS | Manufacturer's written certification structure has been designed in conformance
133419 |  | CCS | Roofing Panel Warranty | F
133419 |  | CCS | Exterior Wall Panel Warranty | F
133423 |  |  | RECTANGULAR SALT STORAGE STRUCTURE
133423 |  | PACK | Pre-Award - Design drawings indicating in detail all features of the proposed structure
133423 |  | PACK | Pre-Award - Complete set of specifications specifying all materials to be provided in the proposed structure and the installation of all the materials
133423 |  | PACK | Pre-Award -Complete and extensive set of calculations for the entire structure
133423 |  | PACK | Pre-Award - Quality Assurance Qualifications
133423 |  | QCS | Test Report - Moisture, temperature and fabrication inspection reports, for all main material - 3 copies
133423 |  | CCS | Special Warranty is extended to 2 years for the salt storage structure | F
133423 |  | CCS | Special Warranty: | F
133423 |  | CCS | Manufacturer's Warranty | F
133424 |  |  | DOME SALT STORAGE STRUCTURE
133424 |  | PACK | Pre-Award - Design drawings indicating in detail all features of the proposed structure
133424 |  | PACK | Pre-Award - Complete set of specifications specifying all materials to be provided in the proposed structure and the installation of all the materials
133424 |  | PACK | Pre-Award - Complete and extensive set of calculations for the entire structure
133424 |  | PACK | Pre-Award - Quality Assurance Qualifications
133424 |  | PACK | Pre-Award - Quality Control Qualifications
133424 |  | PD | Dome Materials
133424 |  | PD | Roller Curtain Door Materials
133424 |  | PD | Stainless Steel Conveyor
133424 |  | PD | Stainless Steel Truck Unloading Convey
133424 |  | PD | Conveyor Motor Control Center
133424 |  | QCS | Test Report - Moisture, temperature and fabrication inspection reports, for all main material - 3 copies
133424 |  | CCS | Special Warranty is extended to 2 years for the salt storage structure | F
133424 |  | CCS | Manufacturer's Warranty | F
134900 |  |  | RADIATION PROTECTION
134900 |  | SD | Show details and dimensions necessary for manufacture and installation of Work.
134900 |  | PD | Lead Lined Gypsum Board
134900 |  | PD | Lead Lined Steel Doors and Steel Frames
134900 |  | PD | Observation Window
134900 |  | PD | Film Transfer Cabinet
134900 |  | PD | Labels
134900 |  | SAM | Lead Lined Gypsum Board
134900 |  | SAM | Lead Strip
134900 |  | SAM | Adhesive
134900 |  | SAM | Lead Lined Door
134900 |  | SAM | Ray-proof Lead Barium Glass
134900 |  | SAM | Lead Acrylic
134900 |  | SAM | Fasteners

## Div.14
SUBMITTALS FOR APPROVAL |  |  |  | Send to: | Critical Submittals | Contractor's Projected Dates Allow at least 4 weeks for Approval (allows time for any resubmission)
Spec Section | Sub Section | Type | Description | F | Mark "X" for all that apply | Projected Transmittal Date: | Projected Approval Date: | Projected Delivery Date:
F/O
D
140120 |  |  | ELEVATOR REHABILITATION - ELEVATOR(S) NO.
140120 |  | PACK | Submit the shop drawings product data, samples, and quality control submittals
140120 |  | SD | Machine room
140120 |  | SD | Control system wiring diagrams and sequence
140120 |  | SD | Entrance and car details
140120 |  | SD | Details of doors, frames and sills
140120 |  | SD | Control system wiring diagrams and sequence
140120 |  | SD | Isolation transformer KVA rating and calculations
140120 |  | SD | Emergency brake installation drawing seald by a licensed professional engineer
140120 |  | SD | Details of machine
140120 |  | PD | Certified motor data with calculations
140120 |  | PD | Hydraulic pump data
140120 |  | PD | Hydraulic cylinder data
140120 |  | SAM | Hoist cable
140120 |  | SAM | Governor cable
140120 |  | SAM | Travel cable
140120 |  | SAM | Stainless steel
140120 |  | SAM | Bronze
140120 |  | SAM | Access signage
140120 |  | SAM | Phase I and II procedure signage
140120 |  | SAM | Color Selection
140120 |  | QCS | Installer's Qualificatins Data
140120 |  | QCS | Test Reports - Existing elevator lift and balance Test
140120 |  | QCS | Test Reports - Acceptance Test Report
140120 |  | QCS | Test Reports - Exisitng motor test reports
140120 |  | CCS | Operation and Maintenance Data - 2 copies | F
140120 |  | CCS | Deliver all portable diagnostic keyboards and or programming tools required for service or maintenance to the Director’s Representative | F
141000 |  |  | DUMBWAITERS
141000 |  | PACK | Submit the shop drawings, product data, samples, and quality control submittals
141000 |  | SD | Machine room layout
141000 |  | SD | Hoiostway sections and layouts
141000 |  | SD | Entrance and car details
141000 |  | SD | Details of doors, frames and sills
141000 |  | SD | Control system wiring diagrams
141000 |  | SAM | Hoist cable
141000 |  | SAM | trail cable
141000 |  | SAM | Bronze
141000 |  | SAM | Stainless steel face plate materials
141000 |  | PD | Interlocks
141000 |  | PD | Car Gate Contact
141000 |  | PD | Limit Switches
141000 |  | PD | Guide Rails
141000 |  | PD | Beams
141000 |  | PD | Overhead and Deflector sheaves
141000 |  | PD | Cables
141000 |  | PD | Lubricating Devices
141000 |  | PD | Car Guide Shoes
141000 |  | PD | Machine
141000 |  | PD | Motor
141000 |  | PD | Brake
141000 |  | PD | Operation and Control
141000 |  | PD | Car
141000 |  | PD | Hoistway Doors
141000 |  | PD | Counterweights
141000 |  | QCS | Installer's Qualifications data
141000 |  | QCS | Test Reports - Acceptance Test Report
141000 |  | QCS | Test Reports - Certificate of Inspection by approved insurance company
141000 |  | CCS | Operation and Maintenance Data - 2 copies | F
141000 |  | CCS | Service Availability: A fully equipped service organization capable of guaranteeing response time within 8 hours to service calls shall be available 24 hours a day, 7 days a week to service the completed Work. | F
142000 |  |  | ELEVATORS
142000 |  | PACK | Submit the shop drawings, product data, samples, and quality control submittals
142000 |  | SD | Machine room
142000 |  | SD | Hoistway, sections and layouts showing reaction points with reactions
142000 |  | SD | Entrance and car details
142000 |  | SD | Details of doors, frames and sills
142000 |  | SD | Control system wiring diagrams
142000 |  | SD | Car and lobby fixture details
142000 |  | SD | Isolation transformer KVA rating and calculations
142000 |  | SD | Machine and emergency brake drawings per manufacturer's drawings
142000 |  | PD | Certified motor data with calculations
142000 |  | PD | Hydraulic pump data
142000 |  | PD | Hydraulic cylinder data
142000 |  | PD | Elevator Equipment
142000 |  | SAM | Hoist cable
142000 |  | SAM | Governor cable
142000 |  | SAM | Travel cable
142000 |  | SAM | Stainless steel
142000 |  | SAM | Bronze
142000 |  | SAM | Access signage
142000 |  | SAM | Phase I and II procedure signage
142000 |  | SAM | Color Selection
142000 |  | QCS | Installer's Qualifications Data
142000 |  | QCS | Test Reports - Acceptance Test Report
142000 |  | QCS | Certificate by the Company Field Advisor notarized certifying that the equipment meets contract requirements
142000 |  | CCS | Operation and Maintenance Data - 2 copies | F
142000 |  | CCS | Deliver all Portable diagnostic keyboards and/or programming tools | F
142000 |  | CCS | Special Manufacturer’s Warranty | F
142000 |  | CCS | Initial Maintenance Service | F
144216 |  |  | VERTICAL WHEELCHAIR LIFT
144216 |  | PACK | Submit the shop drawings product data, samples, and quality control submittals specified below at the same time as a package.
144216 |  | SD | General Layout
144216 |  | PD | Vertical Wheelchair Lift
144216 |  | PD | Name, address and telephone number of nearest fully equipped service organization
144216 |  | QCS | Installer's Qualifications Data
144216 |  | CCS | Acceptance Test Report | F
144501 |  |  | SURFACE MOUNTED VEHICLE LIFTS
144501 |  | SD | Show fabrication details and connections
144501 |  | PD | Type 1 Vehicle Lift
144501 |  | PD | Type 2 Vehicle Lift
144501 |  | PD | Type 3 Vehicle Lift
144501 |  | PD | Anchor Tie Downs
144501 |  | CCS | Operation and Maintenance Data - 2 copies | F
144501 |  | CCS | Warranty | F

## Div.21
SUBMITTALS FOR APPROVAL |  |  |  | Send to: | Critical Submittals | Contractor's Projected Dates Allow at least 4 weeks for Approval (allows time for any resubmission)
Spec Section | Sub Section | Type | Description | F | Mark "X" for all that apply | Projected Transmittal Date: | Projected Approval Date: | Projected Delivery Date:
F/O
D
210519 |  |  | COLD WATER METERS
210519 |  | PD | Type D (Fire Service Meters)
210519 |  | PD | Alternate turbine type meter
210519 |  | QCS | Test Report: Certified factory test curve, indicating percentage of accuracy of meter and loss of head in psi from 0 to 100 percent delivery range.
210524 |  |  | BACKFLOW PREVENTERS
210524 |  | PD | Backflow Preventer - Type B
210524 |  | CCS | Special Tools - Test Kit B | F
210525 |  |  | AIR GAP FITTINGS
210525 |  | PD | Air Gap Fitting
210526 |  |  | STRAINERS
210526 |  | PD | Type Y Strainer
210529 |  |  | PIPE HANGERS AND SUPPORTS
210529 |  | SD | Details of trapeze hangers and upper hanger attachments
210529 |  | SD | Drawings identifying sismic locations
210529 |  | PD | Combination clevis hanger, pipe insulation shield and vapor barrier
210529 |  | PD | Pipe Insulation Shields
210529 |  | PD | Pipe Hangers
210529 |  | PD | Adjustable Floor Rests and Base Flanges
210529 |  | PD | Hanger Rods
210529 |  | PD | Riser Clamps
210529 |  | PD | Sleeve Anchors
210529 |  | PD | Wedge Anchors
210529 |  | PD | Self-Drilling Anchors
210529 |  | PD | Non-Drilling Anchors
210529 |  | PD | Stud Anchors
210529 |  | PD | Beam Clamps
210529 |  | PD | Metal Deck Ceiling Bolts
210529 |  | PD | Continuous Slotted Type Concrete Insert, Galvanized
210529 |  | PD | Threaded Type Concrete Insert
210529 |  | PD | Wedge Type Concrete Insert
210529 |  | PD | Seismic Restraint System - type
210529 |  | PD | Seismic Restraint System - Strut/Channel Bracing
210529 |  | PD | Seismic Restraint System - Pipe Bracing
210529 |  | PD | Seismic Restraint System - Cable Bracing
210529 |  | PD | Seismic Restraint System - Rigid Seismic Braces for Trapeze Supported Pipe Systems
210529 |  | PD | Seismic Restraint System - Cable Seismic Braces For Single Hung Pipe Systems
210529 |  | PD | Seismic Restraint System - Cable Seismic Braces For Trapeze Supported Pipe Systems
210529 |  | PD | Seismic Restraint System - Structural Attachments for Rigid and Cable Seismic Braces For Single Hung and Trapeze Supported Pipe Systems
210529 |  | PD | Seismic Restraint System - Vertical Brace Component (up-thrust protection)
210529 |  | EPD | Environmental Product Declaration
210529 |  | QCS | Seismic Restraint Manufacturer's Qualifications Data
210529 |  | QCS | Company Field Advisor Data
210529 |  | QCS | Manufacturer's Certificate of Compliance for Seismic Restraints
210549 |  |  | CONCRETE PADS FOR EQUIPMENT
210549 |  | PACK | Submit product data for design mix and materials for concrete specified below at the same time as a package.
210549 |  | SD | Placing drawings for bar reinfocement
210549 |  | PD | Concrete Design Mix
210549 |  | PD | Portland Cement
210549 |  | PD | Fly Ash
210549 |  | PD | Air-Entraining Admixture
210549 |  | PD | Aggregates
210549 |  | PD | Bonding Agent (Adhesive)
210549 |  | EPD | Environmental Product Declaration
210549 |  | SAM | Fabric Reinforcement
210549 |  | SAM | Bar Supports
210549 |  | QCS | Bar Reinforcment manufactuer's certification
210700 |  |  | PIPING INSULATION
210700 |  | PD | Fibrous Glass (Mineral Fiber) Insulation
210700 |  | PD | Flexible Elastomeric Foam Insulation
210700 |  | PD | High Density Jacketed Insulation Inserts for Hangers and Supports
210700 |  | PD | Cements
210700 |  | PD | Laminated Vapor Barrier Jackets for Piping
210700 |  | PD | Canvas Jackets
210700 |  | PD | Premolded PVC Fitting Jackets
210700 |  | QCS | Installer's Qualification Data
211200 |  |  | STANDPIPE AND HOSE SYSTEM
211200 |  | PD | Schedule of pipe and fittings
211200 |  | PD | Recessed Cabinet
211200 |  | PD | Semi-Recessed Cabinet
211200 |  | PD | Surface Mounted Cabinet
211200 |  | PD | Hose
211200 |  | PD | Hose Rack
211200 |  | PD | Hose Halves
211200 |  | PD | Nozzle
211200 |  | PD | Fire Department Connections
211200 |  | PD | Gages
211200 |  | PD | Water Flow Alarm
211200 |  | PD | Lock for Gate Valve
211200 |  | QCS | Design Data
211200 |  | QCS | Standpipe System Shut Down
211200 |  | QCS | Certificate - fire hose connectins
211200 |  | QCS | Workers and supervisor's Qualifications Data
211200 |  | CCS | Special Tools - Deliver 2 keys for each lock to the Director’s Representative | F
211300 |  |  | SPRINKLER AND STANDPIPE PIPING
211300 |  | PD | Steel Pipe and Fittings
211300 |  | PD | Ductile Iron Pipe and Fittings
211300 |  | PD | Couplings and Fittings for Grooved End Pipe
211300 |  | PD | Bolted Mechanical Branch Connection
211300 |  | PD | Joining and Sealant Materials
211300 |  | PD | Dielectric Connectors
211300 |  | PD | Packing Materials
211300 |  | PD | Pipe Sleeves
211300 |  | PD | Floor, wall and ceiling plates
211300 |  | PD | Material Schedule
211300 |  | EPD | Environmental Product Declaration
211313 |  |  | SPRINKLER SYSTEMS
211313 |  | SD | Sprinkler System Layout
211313 |  | SD | Hydraulic Calculatins
211313 |  | SD | Layout of any proposed deviation
211313 |  | PD | Electrical Devices
211313 |  | PD | Mechanical Devices
211313 |  | PD | Enclosures
211313 |  | PD | Hose Threads
211313 |  | PD | Gate Valves (175 psig non-shock working pressure)
211313 |  | PD | Inspector’s Test Outlet Valve
211313 |  | PD | Valve Locking Device
211313 |  | PD | Alarm Check Valve
211313 |  | PD | Check Valves
211313 |  | PD | Dry Pipe Valve
211313 |  | PD | Pressure Gages
211313 |  | PD | Inspector's Test Connection
211313 |  | PD | Sprinkler Heads
211313 |  | PD | Escutcheons
211313 |  | PD | Sprinkler Guards For Exposed Piping
211313 |  | PD | Spare Sprinkler Head Cabinet
211313 |  | PD | Fire Department Connections
211313 |  | PD | Water Flow Alarm Device
211313 |  | PD | Water Motor Alarm
211313 |  | PD | Electric Alarm Gong
211313 |  | PD | Valve Supervisory Switches - Gate Valves
211313 |  | PD | Valve Supervisory Switches - Post Indicator Valves
211313 |  | PD | Air Pressure Supervisory Switch
211313 |  | PD | Air Compressor
211313 |  | PD | Enclosure
211313 |  | PD | Signs
211313 |  | PD | Anti-Freeze-Solution
211313 |  | PD | Anti-Freeze Loop Diagram and Inspection Procedure
211313 |  | QCS | Design data
211313 |  | QCS | Certificate - Quality Assurance Article
211313 |  | QCS | Installer's Qualification Data
211313 |  | QCS | Material Approvals in writing
211313 |  | CCS | Operation and Maintenance Data - 2 copies | F
211313 |  | CCS | Spare Parts - Sprinkler heads | F
211313 |  | CCS | Spare Parts - Sprinkler head wrench | F
212100 |  |  | CARBON DIOXIDE EXTINGUISHING SYSTEM
212100 |  | SD | Fabrication details of each major component
212100 |  | PD | Pipe and Fitting
212100 |  | PD | Carbon Dioxide Cylinders
212100 |  | PD | Cylinder Racks and Framing
212100 |  | PD | System Release Devices
212100 |  | PD | Control Head
212100 |  | PD | Hazard Isolation Devices
212100 |  | PD | Directional Valve
212100 |  | PD | Main To reserve Selector
212100 |  | PD | Discharge Delay Device
212100 |  | PD | Pressure Operated Siren
212100 |  | CCS | Operation and Maintenance Data - 2 copies | F
212300 |  |  | WET CHEMICAL EXTINGUISHING SYSTEM
212300 |  | PACK | Submit the shop drawings, product data and quality control submittals specified below at the same time as a package.
212300 |  | SD | Reproducible scale drawing of the complete system
212300 |  | SD | Composite Wiring and/or schematic diagrams
212300 |  | PD | Bill of materials
212300 |  | PD | Detailed description of system operation
212300 |  | PD | Service Organization
212300 |  | PD | Pre-engineered, total flooding and local application, wet chemical extinguishing agent system
212300 |  | PD | Pipe and Fittings
212300 |  | PD | Cabinet
212300 |  | PD | Nozzles
212300 |  | PD | Remote Manual Cable Pull
212300 |  | PD | Gas Shut off valve
212300 |  | PD | Enclosed Alarm Silencing Unit
212300 |  | PD | Alarm Bell
212300 |  | PD | Pipe Supports
212300 |  | EPD | Environmental Product Declaration
212300 |  | QCS | Design Data
212300 |  | QCS | Installer's Qualifications Data
212300 |  | QCS | Company Field Adivsor's Data
212300 |  | CCS | System Acceptance Test Report | F
212300 |  | CCS | Certificate signed by Company Field Advisor notarized, certifying system meets the contract requirements | F
212300 |  | CCS | Operation and Maintenance Data - 2 copies | F
212300 |  | CCS | Spare Parts - Electrical fuse | F
212300 |  | CCS | Spare Parts - each type lamp | F
212300 |  | CCS | Spare Parts - Six spare fuse links | F
212300 |  | CCS | Spare Parts - 10% each item requiring replacement for reoutine maintenance of system (except wet chemical agent) | F
212400 |  |  | DRY CHEMICAL EXTINGUISHING SYSTEM
212400 |  | PACK | Submit the shop drawings, product data and quality control submittals specified below at the same time as a package
212400 |  | SD | Reproducible scale drawing of the complete system
212400 |  | SD | Composite Wiring and/or schematic diagrams
212400 |  | PD | Bill of Materials
212400 |  | PD | Detailed description of system description
212400 |  | PD | Service Organization
212400 |  | PD | Pipe and Fittings
212400 |  | PD | Dry Chemical Cylinder and Valve Assembly
212400 |  | PD | Primary Control Head - Automatic, Electrical
212400 |  | PD | Tandem Control Head
212400 |  | PD | Nozzles
212400 |  | PD | Manual Release
212400 |  | PD | Gas Shut off valve
212400 |  | PD | Detectors - Thermostats
212400 |  | PD | Enclosed Alarm Silencing Unit
212400 |  | PD | Alarm Bell
212400 |  | PD | Pipe Supports
212400 |  | PD | Mounting Collars
212400 |  | PD | Terminal Strip Cabinets
212400 |  | PD | Color
212400 |  | PD | Wiring
212400 |  | EPD | Environmental Product Declaration
212400 |  | QCS | Design Data, Calculations, design concentration, cylinder storage pressure and internal volume
212400 |  | QCS | Installer's Qualifications Data
212400 |  | QCS | Company Field Adviser Data
212400 |  | CCS | System Acceptance Test Report | F
212400 |  | CCS | Company Field Adviser Certificate | F
212400 |  | CCS | Operation and Mainteance Data - 2 copies | F
212400 |  | CCS | Spare parts - 50 percent spare of each type fuse. | F
212400 |  | CCS | Spare parts - 30 percent spare of each type lamp | F
212400 |  | CCS | Spare parts - 10 percent spare of each automatic initiating device (thermostats). | F
212400 |  | CCS | Spare parts - 10 percent spare of each item requiring replacement for operation and routine maintenance of system (except dry chemical) | F
212400 |  |  | DRY CHEMICAL EXTINGUISHING SYSTEM - Mechanical and Electrical Detection
212400 |  | SD | Reproducible scale drawing of the complete system
212400 |  | SD | Composite Wiring and/or schematic diagrams
212400 |  | PD | Bill of Materials
212400 |  | PD | Detailed description of system description
212400 |  | PD | Service Organization
212400 |  | PD | Type and Design
212400 |  | PD | Pipe and Fittings - Schedule 40 threaded galvanized steel pipe
212400 |  | PD | Tubing
212400 |  | PD | Dry Chemical Cylinder and Valve Assembly
212400 |  | PD | Primary Control Head
212400 |  | PD | Tandem Control Head
212400 |  | PD | Fusible Link Actuator Kit
212400 |  | PD | Electric Detector (Thermostatic actuator)
212400 |  | PD | Pneumatic Heat Actuator
212400 |  | PD | Nozzles
212400 |  | PD | Remote Manual Cable Pull
212400 |  | PD | Electric Fire Control
212400 |  | PD | Main to Reserve Transfer Switch
212400 |  | PD | Local Alarm - Bell
212400 |  | PD | Local Alarm - Silencing device
212400 |  | PD | Local Alarm - Instructions
212400 |  | PD | Hazard Isolation Devices - Gas Shut Off Valve (Mechanical)
212400 |  | PD | Hazard Isolation Devices - Gas Shut Off Valve - Solenoid
212400 |  | PD | Hazard Isolation Devices - Automatic Electric Shut Off
212400 |  | EPD | Environmental Product Declaration
212400 |  | QCS | Design Data, Calculations, design concentration, cylinder storage pressure and internal volume
212400 |  | QCS | Installer's Qualifications Data
212400 |  | QCS | Company Field Adviser Data
212400 |  | CCS | System Acceptance Test Report | F
212400 |  | CCS | Company Field Adviser Certificate | F
212400 |  | CCS | Operation and Mainteance Data - 2 copies | F
212400 |  | CCS | Spare parts - type fuse | F
212400 |  | CCS | Spare parts - type lam | F
212400 |  | CCS | Spare parts - thermostats | F
212400 |  | CCS | Spare parts - items for routine maintenance of system | F
213000 |  |  | FIRE PUMP SYSTEM
213000 |  | PACK | Submit the shop drawings, product data, and quality control submittals specified below at the same time as a package
213000 |  | SD | Outline drawings showing equipment layout and dimensions
213000 |  | SD | Certified performance curve for each pump
213000 |  | SD | Wiring Diagrams for electrical power and control wiring
213000 |  | PD | Bill of Materials
213000 |  | PD | Motor Voltage
213000 |  | PD | Fire Pump Assembly
213000 |  | PD | Automatic Transfer Switch
213000 |  | PD | Fire Pump Controller
213000 |  | PD | Remote Alarm Panel
213000 |  | PD | Jockey Pump
213000 |  | PD | Fire Pump System Piping Accessories
213000 |  | PD | Hose valve header/Test Connection
213000 |  | PD | Flow Element and fittings
213000 |  | PD | Flow Indicator
213000 |  | QCS | Company Field Advisor Data
213000 |  | CCS | System Acceptance Test Report | F
213000 |  | CCS | Company Field Advisor Certificate | F
213000 |  | CCS | Operation and Maintenance Data - 2 copies | F

## Div.22
SUBMITTALS FOR APPROVAL |  |  |  | Send to: | Critical Submittals | Contractor's Projected Dates Allow at least 4 weeks for Approval (allows time for any resubmission)
Spec Section | Sub Section | Type | Description | F | Mark "X" for all that apply | Projected Transmittal Date: | Projected Approval Date: | Projected Delivery Date:
F/O
D
220519 |  |  | COLD WATER METERS
220519 |  | PD | Type A (Displacement Meters)
220519 |  | PD | Type B (Turbine Meters) - Vertical shaft
220519 |  | PD | Type B (Turbine Meters) - In-line design, horizontal axis
220519 |  | PD | Type C (Compound Meters)
220519 |  | PD | Type D (Fire Service Meters)
220519 |  | PD | Type E (Propeller Meters)
220519 |  | PD | Strainers
220519 |  | PD | Registers
220519 |  | QCS | Test Reports: Certified factory test curve
220523 |  |  | VALVES
220523 |  | PD | Valve Schedule
220523 |  | PD | Gate Valves - Type A
220523 |  | PD | Gate Valves - Type C
220523 |  | PD | Gate Valves Type D
220523 |  | PD | Globe and Angle Valve - Type J
220523 |  | PD | Globe and Angle Valve - Type K
220523 |  | PD | Globe and Angle Valve - Type O
220523 |  | PD | Check Valve - Type S
220523 |  | PD | Check Valve - Type U
220523 |  | PD | Check Valve - Type V
220523 |  | PD | Check Valve - Type W
220523 |  | PD | Plug Valve - Type AA
220523 |  | PD | Plug Valve - Type AB
220523 |  | PD | Butterfly Valves
220523 |  | PD | Water Pressure Reducing Valves
220523 |  | PD | Safety and Relief Valves
220523 |  | PD | Needle Stop Valves
220523 |  | PD | Gage Cocks
220523 |  | PD | Ball Valves
220523 |  | CCS | Special Tools - one wrench for each type and size wrench operated plug valve | F
220529 |  |  | PIPE HANGERS AND SUPPORTS
220529 |  | SD | Details of trapeze hangers and upper hanger attachments
220529 |  | SD | Details of pipe anchors
220529 |  | SD | Details and method of installing sway braces for cast iron soil pipe
220529 |  | SD | Drawings identifying seismic locations
220529 |  | PD | Combination clevis hanger, pipe insulation shield and vapor barrier
220529 |  | PD | Pipe Insulation Shields
220529 |  | PD | Pipe Covering Protection Saddles
220529 |  | PD | Pipe Hangers
220529 |  | PD | Adjustable Floor Rests and Base Flanges
220529 |  | PD | Hanger Rods
220529 |  | PD | Riser Clamps
220529 |  | PD | Rollers
220529 |  | PD | Sleeve Anchors
220529 |  | PD | Wedge Anchors
220529 |  | PD | Self-Drilling Anchors
220529 |  | PD | Non-Drilling Anchors
220529 |  | PD | Stud Anchors
220529 |  | PD | Beam Clamps
220529 |  | PD | Metal Deck Ceiling Bolts
220529 |  | PD | Continuous Slotted Type Concrete Insert
220529 |  | PD | Threaded Type Concrete Insert
220529 |  | PD | Wedge Type Concrete Insert
220529 |  | PD | Seismic Restraint System
220529 |  | EPD | Environmental Product Declaration
220529 |  | QCS | Seismic Restraint Manufacturer’s Qualifications Data
220529 |  | QCS | Company Field Advisor Data
220529 |  | QCS | Manufacturer’s Certificate of Compliance for Seismic Restraints
220549 |  |  | CONCRETE PADS FOR EQUIPMENT
220549 |  | PACK | Submit product data for design mix and materials for concrete specified below at the same time as a package
220549 |  | SD | Placing drawings for bar reinforcements
220549 |  | PD | Concrete design mix
220549 |  | PD | Portland Cement
220549 |  | PD | Fly Ash
220549 |  | PD | Air-Entraining Admixture
220549 |  | PD | Aggregates
220549 |  | PD | Bonding Agent (Adhesive)
220549 |  | EPD | Environmental Product Declaration
220549 |  | SAM | Fabric Reinforcement
220549 |  | SAM | Bar supports
220549 |  | QCS | Certificates: Bar reinforcement manufacturer's certification
220553 |  |  | PIPE AND VALVE IDENTIFICATION
220553 |  | PD | Snap-on Marker
220553 |  | PD | Strap-on Marker
220553 |  | PD | Stick-On Marker
220553 |  | PD | Pipe Marker Legend and Color Field Sizes
220553 |  | PD | Banding Tapes
220553 |  | PD | Pipe Size Labels
220553 |  | PD | Pipe Service Identification Tags
220553 |  | PD | Valve Service Identification Tags
220553 |  | PD | Valve Service Identification Chart Frames
220576 |  |  | DRAINAGE ACCESSORIES
220576 |  | PD | Cleanout plug
220576 |  | PD | Cleanout
220576 |  | PD | Cleanout Wall Plate
220576 |  | PD | Cleanout deck Plate
220576 |  | PD | House Trap
220576 |  | PD | Fresh Air Inlet
220576 |  | PD | Conductor Expansion Joint
220576 |  | PD | Grease Trap
220576 |  | PD | Air Gap Fitting
220576 |  | PD | Indirect Waste Funnel
220576 |  | PD | Corrosion Resistant Fasteners
220576 |  | PD | Vandal Resistant Fasteners
220576 |  | CCS | Special Tools: Tools for Vandal Resistant Fasteners - One for each type and size | F
220576 |  | CCS | Special Tools: T-Handle Wrench for Cleanout Plugs - One for each type and size | F
220577 |  |  | FLOOR AND AREA DRAINS
220577 |  | PD | Type A Floor Drain
220577 |  | PD | Type B Floor Drain
220577 |  | PD | Type C Floor Drain
220577 |  | PD | Type D Floor Drain
220577 |  | PD | Type E Floor Drain
220577 |  | PD | Type F Drain
220577 |  | PD | Type G Drain
220577 |  | PD | Type H Floor Drain
220577 |  | PD | Type I Drain
220577 |  | PD | Type J Drain
220577 |  | PD | Area Drain
220577 |  | PD | Fasteners
220577 |  | CCS | Special Tools for Vandal Resistant Fasteners - One for each type and size | F
220700 |  |  | PIPING INSULATION
220700 |  | PD | Fibrous Glass (Mineral Fiber) Insulation
220700 |  | PD | Flexible Elastomeric Foam Insulation
220700 |  | PD | High Density Jacketed Insulation Inserts for Hangers and Supports
220700 |  | PD | Laminated Vapor Barrier Jackets for Piping
220700 |  | PD | Canvas Jackets
220700 |  | PD | Premolded PVC Fitting Jackets
220700 |  | PD | Metal Jacketing
220700 |  | PD | Insulated Safety Wrap
220700 |  | QCS | Installer's Qualification Data
220800 |  |  | CLEANING AND TESTING
220800 |  | QCS | Test Reports (Field Tests)
221100 |  |  | PLUMBING PIPING
221100 |  | PD | Material Schedule
221100 |  | PD | Steel Pipe and Fittings
221100 |  | PD | Copper and Brass Pipe, Tubing and Fittings
221100 |  | PD | Cast Iron Pipe and Fittings
221100 |  | PD | Ductile Iron Pipe and Fittings
221100 |  | PD | Couplings and Fittings for Grooved End Pipe
221100 |  | PD | Bolted Mechanical Branch Connection
221100 |  | PD | High Density Polyethylene (HDPE) Piping and Fittings
221100 |  | PD | Acid Waste Pipe, Fittings and Couplings
221100 |  | PD | Joining and Sealant Materials
221100 |  | PD | Packing Materials for Building Construction Penetrations
221100 |  | PD | Dielectric Connectors
221100 |  | PD | Pipe Sleeves
221100 |  | PD | Floor, Wall and Ceiling Plates
221100 |  | PD | Reinforced Thermosetting Resin Piping (RTRP)
221100 |  | PD | Polyethylene Containment Piping and Fittings
221100 |  | PD | Flexible Primary Piping
221100 |  | PD | Flexible Couplings for Containment Piping
221100 |  | PD | Flexible Connections
221100 |  | PD | Flexible Connection Isolation Jacket
221100 |  | PD | Test Boots
221100 |  | EPD | Environmental Product Declaration
221100 |  | QCS | Copy of extraction equipment manufacturer’s printed field inspection procedures
221100 |  | QCS | Certificate of training from the manufacturer of copper tubing extraction equipment
221100 |  | QCS | Brazer Qualification Data
221116 |  |  | VACUUM BREAKERS
221116 |  | PD | Manufacturer’s printed test procedure for testing operation of pressure type vacuum breaker.
221116 |  | PD | Vacuum Breakers - Type B
221116 |  | PD | Vacuum Breakers - Type C
221116 |  | PD | Vacuum Breakers - Type D
221116 |  | PD | Vacuum Breakers - Type E
221116 |  | CCS | Special Tools: One for each type and size vandal resistant fastener | F
221118 |  |  | BACKFLOW PREVENTERS
221118 |  | PD | Backflow Preventers - Type A
221118 |  | PD | Backflow Preventers - Type B
221118 |  | PD | Backflow Preventers - Type C
221118 |  | PD | Test Kit
221118 |  | CCS | Special Tools - Test Kit A | F
221118 |  | CCS | Special Tools - Test Kit B | F
221119 |  |  | WATER SUPPLY ACCESSORIES
221119 |  | PD | Air Chambers
221119 |  | PD | Water Hammer Arrestors
221119 |  | PD | Hose Bibbs
221119 |  | PD | Combination Hose Bibbs
221119 |  | PD | Drain Valve
221119 |  | PD | Flush Wall Hydrants
221119 |  | PD | Recessed Wall Hydrant
221119 |  | CCS | Special Tools - Wall Hydrant T-Handle Locking Key | F
221119 |  | CCS | Special Tools - Tools for Vandal Resistant Fasteners | F
221120 |  |  | MIXING VALVES
221120 |  | PD | Valve - Type A
221120 |  | PD | Valve - Type B
221120 |  | PD | Valve - Type C
221120 |  | PD | Valve - Type D
221121 |  |  | METERING VALVE
221121 |  | PD | Metering Valve (Type A)
221121 |  | PD | Special Tools: Tamper-resistant fastener tool
221122 |  |  | THERMOMETERS AND GAUGES
221122 |  | PD | Direct Reading Thermometers
221122 |  | PD | Remote Reading Thermometers
221122 |  | PD | Thermometers for Sensing Liquid Temperature
221122 |  | PD | Bimetallic Actuated Thermometers
221122 |  | PD | Vapor Tension or Gas Actuated Capillary Thermometers
221122 |  | PD | Thermometers for Measuring Liquid Temperature
221122 |  | PD | Pressure and Compound Gauges
221122 |  | PD | Pressure Snubbers and Impulse Dampers
221123 |  |  | PUMPS
221123 |  | PD | Pump schedule
221123 |  | PD | Pumps - General
221123 |  | PD | Circulating Water Pumps
221123 |  | QCS | Performance curves for each pump
221123 |  | QCS | Parallel pump curve and system curve for parallel operating pumps
221123 |  | CCS | Operation, Maintenance Data, Parts Lists - 2 copies | F
221123 |  | CCS | Spare Parts: Deliver one spare set of mechanical seals for each size and type of pump equipped with mechanical seals | F
221126 |  |  | STRAINERS
221126 |  | PD | Strainers - Type Y
221126 |  | PD | Strainers - Simplex Basket
221126 |  | PD | Strainers - Duplex Basket
221343 |  |  | SEWAGE PUMPING STATION
221343 |  | PD | Sewage Pumps
221343 |  | PD | Sump Pumps
221343 |  | PD | Air Blowers
221343 |  | PD | Pump controls
221343 |  | PD | Flow Metering Equipment
221343 |  | PD | Valves (all types)
221343 |  | PD | Pressure gages
221343 |  | PD | Ductile iron piping
221343 |  | PD | Electric water heater
221343 |  | PD | Wash sink and its appurtenances
221343 |  | PD | Water backflow preventer
221343 |  | PD | Flange adapters
221343 |  | PD | Pipe saddle
221343 |  | PD | Paints and Coatings
221343 |  | PD | Safety apparel
221343 |  | PD | Diffusers
221343 |  | SD | Detailed and completely dimensioned drawings for aluminum fabrications
221343 |  | SD | Detailed and completely dimensioned drawing for the ferrous fabrication
221343 |  | SD | Motor Controller Electric Schematic Wiring Diagrams
221343 |  | QCS | Company Field Advisor Data
221343 |  | QCS | Furnish pump curves, for tests conducted in compliance with the standards of the Hydraulic Institute and performed at the pump manufacturer's plant
221343 |  | QCS | Furnish tests for the 2 cutter pumps and progressive cavity pumps only
221343 |  | QCS | Furnish curves for tests performed on the actual assembled pumps to be furnished
221343 |  | QCS | Submit tabulated test data results together with the graphic performance curves for each pump
221343 |  | QCS | Furnish curves from tests that are witnessed, dated, and certified correct by the Company Field Advisor
221343 |  | CCS | Maintenance Manuals | F
221343 |  | CCS | Spare Parts - Cutter Pumps: 2 spare cutter knives, and 2 spare sets (one set for each pump) of mechanical seals | F
221343 |  | CCS | Spare Parts - Metering Pumps: Furnish a spare stator, rotor, and set of parking and gaskets for each metering pump | F
221343 |  | CCS | Spare Parts - Air Blowers: Furnish one extra filter element for each air blower filter/silencer | F
221343 |  | CCS | Spare Parts - Water Backflow Preventer: Furnish test kit | F
221343 |  | CCS | Spare Parts - Gasoline Driven Pump: Turn over one self priming centrifugal gasoline engine driven pump | F
221343 |  | CCS | Lubrication Charts - Furnish one set of lubrication charts sealed in rigid laminated plastic and framed for wall mounting | F
221343 |  | CCS | Lubrication Charts - Furnish a second set of lubrication charts | F
221426 |  |  | ROOF DRAINS
221426 |  | PD | Roof Drain - Drain Body
221426 |  | PD | Roof Drain - Flashing Clamp
221426 |  | PD | Roof Drain - Dome Strainer
221426 |  | PD | Roof Drain - Sump Receiver
221426 |  | PD | Roof Drain - Underdeck Clamp
221426 |  | PD | Roof Drain - Acceptable Drain Series
221426 |  | PD | Corrosion Resistant Fastener
221426 |  | PD | Vandal Resistant Fastener
221426 |  | PD | Anti-Swize Lubricant
221426 |  | CCS | Operation and Maintenance Data - 2 copies | F
221426 |  | CCS | Special Tools - Tools for Vandal Resistant Fasteners: one for each type | F
221429 |  |  | SUMP PUMP, SUBMERSIBLE
221429 |  | PD | Catalog sheets, specifications, installation instructions, including pump capacity curve (capacity vs. head) and electrical schematics
221429 |  | PD | Sump Basin
221429 |  | PD | Basin Cover
221429 |  | PD | Sump Cover
221429 |  | PD | Sump Frame
223101 |  |  | WATER SOFTENING EQUIPMENT
223101 |  | PACK | Submit the shop drawings, product data and quality control submittals specified below at the same time as a package
223101 |  | SD | Location of piping and all major components
223101 |  | SD | Composite wiring and/or schematic diagrams of the complete system
223101 |  | PD | Bill of Materials
223101 |  | PD | Detailed description of system operation
223101 |  | PD | Name, address and telephone number of service orgainzation
223101 |  | PD | Zeolite Resin
223101 |  | PD | Supporting Material
223101 |  | PD | Water distribuition and underdrainage system
223101 |  | PD | Shell
223101 |  | PD | Softening tank equipment and controls
223101 |  | PD | Brine tank and ejector
223101 |  | PD | Testing Equipment
223101 |  | QCS | Design Data
223101 |  | QCS | Company Field Advisor Data
223101 |  | QCS | List of completed Installations
223101 |  | CCS | System Acceptance Test Report | F
223101 |  | CCS | Affidavit Certificate | F
223101 |  | CCS | Operation and Maintenance Data - 2 copies | F
223101 |  | CCS | Extra Materials: Furnish sufficient salt (sodium chloride) to regenerate the complete softening system minimum 2 times | F
223102 |  |  | CHLORINATING EQUIPMENT
223102 |  | SD | Show fabrication details and connections to adjacent Work
223102 |  | PD | Gas chlorinator
223102 |  | PD | Hypochlorinators
223102 |  | PD | Comparators
223102 |  | CCS | Spare Parts: Duplicate parts fro all glass or other easily breakable parts | F
223301 |  |  | DOMESTIC WATER HEATER - Electric
223301 |  | PD | Water Heater - Electric
223301 |  | PD | Water Heater - Gas
223301 |  | PD | Gas Vent Pipe, Fittings and Accessories
223301 |  | CCS | Operation and Maintenance Data - 2 copies | F
223301 |  | CCS | Manufacturer’s Warranty: Three year warranty for the glass lined water heater tank | F
224200 |  |  | PLUMBING FIXTURES
224200 |  | PD | Bathtub - Residential/Commercial Type
224200 |  | PD | Bathtub - Insitutional Type
224200 |  | PD | Type A Service Sink
224200 |  | PD | Type B Service Sink
224200 |  | PD | Type C Service Sink
224200 |  | PD | Mop Service Sink
224200 |  | PD | Type A Lavatory
224200 |  | PD | Type A-1 Lavatory
224200 |  | PD | Type B Lavatory
224200 |  | PD | Type B-1 Lavatory
224200 |  | PD | Type C Lavatory
224200 |  | PD | Type D Lavatory - Handicapped Accessible
224200 |  | PD | Type E Lavatory - Institutional Type
224200 |  | PD | Countertop Lavatory
224200 |  | PD | Floor Mounted Carrier Supports - Concealed Arms
224200 |  | PD | Floor Mounted Carrier Supports - Exposed Arms
224200 |  | PD | Wall Mounted Carrier Supports - Concealed Arms
224200 |  | PD | Wall Mounted Carrier Supports - Exposed Arms
224200 |  | PD | Bearing Plat
224200 |  | PD | Wood Stud Filler Piece
224200 |  | PD | Countertop Sink
224200 |  | PD | Vitreous China Water Closets
224200 |  | PD | Water Closet Carrier
224200 |  | PD | Vitreous China Urinals
224200 |  | PD | Urinal Carrier
224200 |  | PD | Flush Valves
224200 |  | PD | Single Laundry Tray
224200 |  | PD | Cut out data for countertop fixtures
224200 |  | SAM | Water Close Seat
224200 |  | CCS | Special Tools: Keys for stops (furnished with stops) | F
224200 |  | CCS | Special Tools: Tools for Vandal Resistant Fasteners - 2 for each type and size | F
224216 |  |  | SINKS
224216 |  | SD | Drawings for Type H sinks. Drawings shall include dimensional data.
224216 |  | PD | Type B Sink
224216 |  | PD | Type C Sink
224216 |  | PD | Type E Sink
224216 |  | PD | Type F Sink
224216 |  | PD | Type H Sink
224216 |  | SAM | One complete set of trim for each type of sink
224217 |  |  | SCULLERY SINK
224217 |  | SD | Detailed dimensional drawings for sinks with special sizes or configurations
224217 |  | PD | Sink
224217 |  | PD | Trim
224217 |  | SAM | Complete set of supply fittings
224217 |  | SAM | Complete set of drain fittings
224217 |  | SAM | Fixture trap
224223 |  |  | SHOWERS
224223 |  | PD | Shower Receptor
224223 |  | PD | Shower Stall
224223 |  | PD | Dressing Compartment
224223 |  | PD | Wall Shower
224223 |  | PD | Mixing Valve
224223 |  | PD | Standard Shower Head (SH)
224223 |  | PD | Vandal Resistant Shower Head (VRSH)
224223 |  | PD | Location and size of openings for shower head and mixing valve
224223 |  | CCS | Special Tools - One tool for each type and size vandal resistant fasteners | F
224600 |  |  | SECURITY PLUMBING FIXTURES
224600 |  | PD | Deliver cut out data for countertop fixtures
224600 |  | PD | Type 3 stainless Steel countertop Sink
224600 |  | PD | Type 4 Stainless Steel Countertop Sink
224600 |  | PD | Type 5 Stainless Steel Countertop Sink
224600 |  | PD | Two Compartment Stainless Steel Countertop Sink
224600 |  | PD | Stainless Steel Handicapped Accessible Lavatories
224600 |  | PD | Stainless Steel Hand Sink
224600 |  | PD | Surgeon's Lavatory
224600 |  | PD | Individual Stainless Steel Water Closets
224600 |  | PD | Stainless Steel Water Closets for the Handicapped
224600 |  | PD | Stainless Steel Combination Security Fixtures
224600 |  | PD | Templates
224600 |  | PD | Lavatory Controls
224600 |  | PD | Trim for Sinks furnished by others
224600 |  | CCS | Special Tools: Keys for stops (furnished with stops) | F
224600 |  | CCS | Special Tools: Tools for Vandal Resistant Fasteners- Two for each type and size | F
224713 |  |  | DRINKING FOUNTAINS
224713 |  | PD | Drinking Fountains
224713 |  | PD | Handicapped Accessible Drinking Fountains
224713 |  | CCS | Operation and Maintenance Data: Deliver 2 copies | F
224713 |  | CCS | Special Tools: Tools for Vandal Resistant Fasteners - One for each type and size | F
224716 |  |  | DOMESTIC WATER COOLERS
224716 |  | PD | Type A: Wall mounted, self contained; air cooled
224716 |  | PD | Type B: Free standing (Against the wall type) self contained; air cooled
224716 |  | PD | Type C: Fully recessed receptor and remote chiller
224716 |  | PD | Type D: Semi-recessed, self-contained; air cooled
224716 |  | PD | Type E (Handicapped Accessible Water Cooler): Wall mounted, self contained, air cooled
224716 |  | LEED | LEED Energy and Atmosphere Prerequisites for Refrigeration Management and Minimum Energy Performance
224716 |  | LEED | LEED Energy and Atmosphere Credits for Refrigeration Management and Optimized Energy Performance
224716 |  | CCS | Operation and Maintenance Data: 2 copies | F
224716 |  | CCS | Warranty | F

## Div.23
SUBMITTALS FOR APPROVAL |  |  |  | Send to: | Critical Submittals | Contractor's Projected Dates Allow at least 4 weeks for Approval (allows time for any resubmission)
Spec Section | Sub Section | Type | Description | F | Mark "X" for all that apply | Projected Transmittal Date: | Projected Approval Date: | Projected Delivery Date:
F/O
D
230516 |  |  | EXPANSION COMPENSATORS
230516 |  | PD | Expansion Compensators
230516 |  | PD | Guides
230517 |  |  | EXPANSION JOINTS
230517 |  | SD | Expansion Joints
230517 |  | SD | Guides
230519 |  |  | COLD WATER METERS
230519 |  | PD | Type A (Displacement Meters)
230519 |  | PD | Type B (Turbine Meters) - Vertical Shaft
230519 |  | PD | Type B (Turbine Meters) - In-line horizontal axis
230519 |  | PD | Type C (Compound Meters)
230519 |  | PD | Type E (Propeller Meters)
230519 |  | QCS | Test Report - Certified factor test curve
230520 |  |  | METERS AND RECORDERS
230520 |  | SD | All meters and recorders, and all appurtenance data.
230520 |  | PD | Displacement, Current and Compound Meters
230520 |  | PD | Venturi Tube
230520 |  | PD | Magnetic Flow Meter
230520 |  | PD | Weir
230520 |  | PD | Standpipe Level Sensor and Transmitter
230520 |  | PD | Bubbler Tube
230520 |  | PD | Recorder
230520 |  | PD | Tubing
230520 |  | PD | Compressor (for bubbler tube level sensing)
230520 |  | PD | Purgerator (for bubbler tube air control)
230521 |  |  | FLOW METERING DEVICES
230521 |  | PD | Flow Metering System - Manufacturer's Data
230521 |  | PD | Flow Metering System - Performance charts
230521 |  | PD | Flow Metering System - Test Data
230521 |  | PD | Flow Metering System - Installation Insructions
230521 |  | CCS | Special Tools - Portable Master Meter Test Kit | F
230523 |  |  | VALVES - Broadscope
230523 |  | PD | Valve Schedule
230523 |  | PD | Gate Valves - Type A
230523 |  | PD | Gate Valves - Type C
230523 |  | PD | Gate Valves - Type D
230523 |  | PD | Gate Valves - Type E
230523 |  | PD | Gate Valves - Type F
230523 |  | PD | Gate Valves - Type G
230523 |  | PD | Gate Valves - Type H
230523 |  | PD | Gate Valves - Type I
230523 |  | PD | Globe and Angle Valves - Type J
230523 |  | PD | Globe and Angle Valves - Type K
230523 |  | PD | Globe and Angle Valves - Type L
230523 |  | PD | Globe and Angle Valves - Type M
230523 |  | PD | Globe and Angle Valves - Type N
230523 |  | PD | Globe and Angle Valves - Type O
230523 |  | PD | Globe and Angle Valves - Type P
230523 |  | PD | Check Valve - Type S
230523 |  | PD | Check Valve - Type T
230523 |  | PD | Check Valve - Type U
230523 |  | PD | Check Valve - Type V
230523 |  | PD | Check Valve - Type W: Globe Style Silent Check Valve
230523 |  | PD | Check Valve - Type W: Wafer Style Silent Check Valve
230523 |  | PD | Check Valve - Type X
230523 |  | PD | Check Valve - Type Y
230523 |  | PD | Check Valve - Type Z
230523 |  | PD | Plug Valves - Type AA
230523 |  | PD | Plug Valves - Type AB
230523 |  | PD | Butterfly Valves Type BF
230523 |  | PD | Butterfly Valves Type BF-HP
230523 |  | PD | Combination Balancing and Shut-off Valves
230523 |  | PD | Refrigerant Valves - Type RG
230523 |  | PD | Refrigerant Valves - Type RH
230523 |  | PD | Refrigerant Valves - Type RI
230523 |  | PD | Refrigerant Valves - Type RJ
230523 |  | PD | Refrigerant Valves - Type RK
230523 |  | PD | Refrigerant Valves - Type RL
230523 |  | PD | CAST OR FORGED STEEL VALVES: Gate Valve - Type GV-4
230523 |  | PD | CAST OR FORGED STEEL VALVES: Gate Valve - Type GV-6
230523 |  | PD | CAST OR FORGED STEEL VALVES: Gate Valve - Type GV-7
230523 |  | PD | CAST OR FORGED STEEL VALVES: Gate Valve - Type GV-8
230523 |  | PD | CAST OR FORGED STEEL VALVES: Angle and Globe Valves - Type AV-4
230523 |  | PD | CAST OR FORGED STEEL VALVES: Angle and Globe Valves - Type AV-6
230523 |  | PD | CAST OR FORGED STEEL VALVES: Angle and Globe Valves - Type AV-7
230523 |  | PD | CAST OR FORGED STEEL VALVES: Angle and Globe Valves - Type AV-8
230523 |  | PD | CAST OR FORGED STEEL VALVES: Check Valves - Type CV-4
230523 |  | PD | CAST OR FORGED STEEL VALVES: Check Valves - Type CV-17
230523 |  | PD | CAST OR FORGED STEEL VALVES: Check Valves - Type CV-19
230523 |  | PD | CAST OR FORGED STEEL VALVES: Check Valves - Type CV-21
230523 |  | PD | CAST OR FORGED STEEL VALVES: Stop Check Valve - Type SC-1
230523 |  | PD | CAST OR FORGED STEEL VALVES: Stop Check Valve - Type SC-2
230523 |  | PD | CAST OR FORGED STEEL VALVES: Blow-off Valves - Type BO-1
230523 |  | PD | CAST OR FORGED STEEL VALVES: Blow-off Valves - Type BO-2
230523 |  | PD | CAST OR FORGED STEEL VALVES: Blow-off Valves - Type BO-3
230523 |  | PD | CAST OR FORGED STEEL VALVES: Blow-off Valves - Type BO-4
230523 |  | PD | CAST OR FORGED STEEL VALVES: Blow-Down Valves - Type BO-5
230523 |  | PD | CAST OR FORGED STEEL VALVES: Blow-Down Valves - Type BO-6
230523 |  | PD | CAST OR FORGED STEEL VALVES: Back Pressure Valve - type BP-1
230523 |  | PD | Water Pressure Reducing Valves
230523 |  | PD | Steam Pressure Reducing Valves
230523 |  | PD | Steam Pressure Reducing Valves (Pneumatically Operated)
230523 |  | PD | Pneumatically Activated Control Valves
230523 |  | PD | Safety and Relief Valves
230523 |  | PD | Needle Stop Valves
230523 |  | PD | Gage Cocks
230523 |  | PD | Grooved End Valves
230523 |  | PD | Vacuum Relief Valves
230523 |  | PD | Ball Valves
230523 |  | PD | Self Contained Thermostatic Radiator Control Valve
230523 |  | QCS | Approval Mill Certifcates
230523 |  | QCS | Laboratory Tests
230523 |  | QCS | Manufacturing Reports relating to chemical and mechanical properties
230523 |  | CCS | Special tools: One wrench for each type and size wrench operated plug valve | F
230523 |  | CCS | Special Tools: Two insert changing tools, and one spare insert for each self contained thermostatic radiator control valve | F
230524 |  |  | MIXING VALVES
230524 |  | PD | Type A
230524 |  | PD | Type B
230524 |  | PD | Type C: Pressure balancing shower valve
230524 |  | PD | Type C: Pressure balancing, piston operated mixing valve
230524 |  | PD | Type D
230529 |  |  | PIPE HANGERS AND SUPPORTS
230529 |  | SD | Details of trapeze hangers and upper hanger attachments for piping 4 inches in diameter and over.
230529 |  | SD | Details of pipe anchors.
230529 |  | SD | Details and method of installing restraints, anchors, and supports for grooved end piping systems
230529 |  | SD | Drawings identifying seismic locations with corresponding details of pre-approved seismic restraints, with seismic loads and seismic force level (Fp) calculations; pre-engineered and stamped by a NYS Licensed Professional Engineer experienced in seismic restraint systems
230529 |  | PD | Combination clevis hanger, pipe insulation shield and vapor barrier
230529 |  | PD | Pipe Insulation Shields
230529 |  | PD | Pipe Covering Protection Saddles
230529 |  | PD | Pipe Hangers
230529 |  | PD | Adjustable Floor Rests and Base Flanges
230529 |  | PD | Hanger Rods
230529 |  | PD | Restraints, Anchors, and Supports for Grooved End Piping Systems
230529 |  | PD | Sleeve Anchors
230529 |  | PD | Wedge Anchors
230529 |  | PD | Self-Drilling Anchors
230529 |  | PD | Non-Drilling Anchors
230529 |  | PD | Stud Anchors
230529 |  | PD | Beam Clamps
230529 |  | PD | Metal Deck Ceiling Bolts
230529 |  | PD | Continuous Slotted Type Concrete Insert
230529 |  | PD | Threaded Type Concrete Insert
230529 |  | PD | Wedge Type Concrete Insert
230529 |  | PD | Vibration Isolation for Piping
230529 |  | PD | Seismic Restraint System for Piping
230529 |  | PD | Shop painting and plating
230529 |  | EPD | Environmental Product Declaration
230529 |  | QCS | Seismic Restraint Manufacturer’s Qualifications Data
230529 |  | QCS | Company Field Advisor Data
230529 |  | QCS | Manufacturer’s Certificate of Compliance for Seismic Restraints
230533 |  |  | ELECTRIC HEATING CABLE SYSTEM FOR WATER PIPES
230533 |  | PACK | : Submit the shop drawings, product data, and quality control submittals specified below at the same time as a package.
230533 |  | SD | Composite wiring and/or schematic diagrams of the complete system as proposed to be installed
230533 |  | PD | Bill of Materials
230533 |  | PD | Type SR-3
230533 |  | PD | Type SR-5
230533 |  | PD | Type SR-8
230533 |  | PD | Type SR-10
230533 |  | PD | Splice, Tee & Power Connection Kits
230533 |  | PD | Thermostat Control Kits
230533 |  | PD | Aluminum Foil Tape
230533 |  | PD | Stainless Steel Banding
230533 |  | PD | Fiberglass Tape
230533 |  | PD | Electric Traced Warning Labels
230533 |  | SAM | One of each product if different from Company or catalog number specified.
230533 |  | QCS | Company Field Advisor Data
230533 |  | QCS | Installation Training: Certificate of Training
230533 |  | QCS | List of Completed Installations
230533 |  | CCS | System Acceptance Test Report | F
230533 |  | CCS | Company Field Advisor Certificate | F
230533 |  | CCS | Operation and Maintenance Data - 2 copies | F
230549 |  |  | CONCRETE PADS FOR EQUIPMENT
230549 |  | PACK | Submit product data for design mix and materials for concrete specified below at the same time as a package
230549 |  | SD | Placing drawings for bar reinforcement
230549 |  | PD | Concrete design mix with name and location of batching plant
230549 |  | PD | Portland Cement
230549 |  | PD | Fly Ash
230549 |  | PD | Air-Entraining Admixture
230549 |  | PD | Aggregates
230549 |  | PD | Bonding Agent (Adhesive)
230549 |  | EPD | Environmental Product Declaration
230549 |  | SAM | Fabric Reinforcement
230549 |  | SAM | Bar Supports
230549 |  | QCS | Bar reinforcement manufacturer's certification
230550 |  |  | VIBRATION ISOLATION
230550 |  | SD | Details of intermediate structural steel members and method of attachment required for installation of vibration isolating devices
230550 |  | SD | Design Calculations
230550 |  | SD | Vibration Isolation Base Details
230550 |  | SD | Seismic Restraint Details
230550 |  | SD | Drawings identifying seismic locations with corresponding details of pre-approved seismic restraints
230550 |  | PD | Vibration isolator schedule showing usage
230550 |  | PD | Rubber-In-Shear
230550 |  | PD | Steel Spring Isolators
230550 |  | PD | Integral Structural Steel or Rail Type Bases
230550 |  | PD | Concrete Inertia Blocks
230550 |  | PD | Vibration Isolation Bases
230550 |  | PD | Combination Rubber and sprink isolators
230550 |  | PD | Pad Type Isolators
230550 |  | PD | Seismic Restraint System for HVAC Equipment
230550 |  | QCS | Seismic Restraint Manufacturer’s Qualifications Data
230550 |  | QCS | Company Field Advisor Data
230550 |  | QCS | Manufacturer’s Certificate of Compliance for Seismic Restraints
230552 |  |  | FLEXIBLE VIBRATION ELIMINATORS
230552 |  | PD | Metal Flexible Vibration Eliminators - Bronze Units
230552 |  | PD | Metal Flexible Vibration Eliminators - Stainless Steel Units
230552 |  | PD | Teflon Flexible Vibration Eliminators
230553 |  |  | PIPE AND VALVE IDENTIFICATION
230553 |  | PD | Snap-on Marker
230553 |  | PD | Strap-on Marker
230553 |  | PD | Stick-On Marker
230553 |  | PD | Pipe Marker Legend and Color Field Sizes
230553 |  | PD | Banding Tapes
230553 |  | PD | Pipe Size Labels
230553 |  | PD | Pipe Service Identification Tags
230553 |  | PD | Valve Service Identification Tags
230553 |  | PD | Valve Service Identification Chart Frames
230593 |  |  | CLEANING AND TESTING
230593 |  | QCS | Test Reports - Refrigeration Systems
230593 |  | QCS | Test Reports - Low Pressure Steam or Hot Water Heating Boilers
230593 |  | QCS | Test Reports - Propylene Glycol System Test
230593 |  | QCS | Test Reports - Submit data for each system tested, and/or disinfected
230594 |  |  | BALANCING OF SYSTEMS
230594 |  | QCS | Testing, Adjustment and Balancing Reports: Hydronic Systems
230594 |  | QCS | Testing, Adjustment and Balancing Reports: Air Systems
230594 |  | QCS | Testing, Adjustment and Balancing Reports: Final testing and balancing results
230700 |  |  | PIPING INSULATION
230700 |  | PD | Fibrous Glass (Mineral Fiber) Insulation
230700 |  | PD | Flexible Elastomeric Foam Insulation
230700 |  | PD | High Density Jacketed Insulation Inserts for Hangers and Supports
230700 |  | PD | Cements
230700 |  | PD | Laminated Vapor Barrier Jackets for Piping
230700 |  | PD | Canvas Jackets
230700 |  | PD | Premolded PVC Fitting Jackets
230700 |  | PD | Metal Jacketing
230700 |  | PD | Insulated Safety Wrap
230700 |  | QCS | Installer's Qualification Data
230719 |  |  | INSULATION
230719 |  | PD | Material Schedule
230719 |  | PD | Fibrous Glass (Mineral Fiber) Insulation - Preformed Pipe Insulation
230719 |  | PD | Fibrous Glass (Mineral Fiber) Insulation - Premolded Fitting Insulation
230719 |  | PD | Fibrous Glass (Mineral Fiber) Insulation - Insulation Inserts for PVC Fitting Jackets
230719 |  | PD | Fibrous Glass (Mineral Fiber) Insulation - Block or Board Insulation
230719 |  | PD | Fibrous Glass (Mineral Fiber) Insulation - Thermal and Acoustic Board Insulation
230719 |  | PD | Fibrous Glass (Mineral Fiber) Insulation - Blanket Insulation
230719 |  | PD | Flexible Elastomeric Foam Insulation
230719 |  | PD | High Density Jacketed Insulation Inserts for Hangers and Supports
230719 |  | PD | Cements
230719 |  | PD | Laminated Vapor Barrier Jackets for Piping
230719 |  | PD | Canvas Jackets
230719 |  | PD | Premolded PVC Fitting Jackets
230719 |  | PD | Metal Jacketing
230719 |  | PD | Lagging Adhesive (Canvas Jackets)
230719 |  | PD | Vapor Seal Adhesive (Fibrous Glass Insulation)
230719 |  | PD | Vapor Barrier Mastic/Joint Sealer (Fibrous Glass Insulation)
230719 |  | PD | Adhesive (Flexible Elastomeric Foam)
230719 |  | PD | Adhesive (Reinforcing Membrane)
230719 |  | PD | Mastic (Reinforcing Membrane)
230719 |  | PD | Sealant (Metal Pipe Jacket)
230719 |  | PD | Insulation Fasteners for Ductwork and Equipment
230719 |  | PD | Pressure Sensitive Tape for Sealing Laminated Jackets
230719 |  | PD | Wire, Bands, and Wire Mesh
230719 |  | PD | Metal Corner Angles
230719 |  | PD | Reinforcing Membrane
230719 |  | QCS | Installers Qualification Data
230720 |  |  | UNDERGROUND PIPING INSULATION
230720 |  | SD | Layout of loose fill trench system, complete with all dimensions and pertinent details
230720 |  | SD | Details of anchors, guides, wall entry, expansion loops and elbows showing calculated expansion and cross sections for all diameters
230720 |  | PD | Insulating Material
230720 |  | PD | Piping Cross Supports
230720 |  | QCS | Certificate by signed and notarized certifying that the insulation system meets the contract requirements and is installed properly
230720 |  | QCS | Company Field Advisor Data
230721 |  |  | OUTDOOR PIPING INSULATION AND EPDM JACKETING
230721 |  | PD | Insulation Materials
230721 |  | PD | EPDM Jacketing
230721 |  | PD | Blanket Insulation for Valves
230721 |  | PD | Sealants
230721 |  | PD | Adhesives
230721 |  | QCS | Installer's Qualifications Data
230923 |  |  | DIRECT DIGITAL BUILDING CONTROL SYSTEM
230923 |  | PACK | Submit the shop drawings, product data, and quality control submittal specified below at the same time as a package
230923 |  | SD | Provide a system architecture drawing that diagrammatically shows all DCPs, their locations
230923 |  | SD | Sketches of all graphics
230923 |  | SD | Graphic penetration tree showing all graphics and all points.
230923 |  | SD | Flow diagram of pneumatic portion of the system as proposed to be installed
230923 |  | SD | Composite wiring and/or schematic diagrams of the complete system as proposed to be installed
230923 |  | SD | Scaled floor plan and elevation drawings showing location of all major components associated with the system
230923 |  | SD | Scaled drawings of each primary operators station (POS) showing layout of, and indicating the function of each switch, button, lamp, and accessory.
230923 |  | SD | Scaled drawings of the status and command annunciator panel (SCAP) showing layout of, and indicating the function of each switch, button, lamp, and accessory.
230923 |  | SD | Scaled drawings of each distributed control processor (DCP) showing layout of, and indicating the function of each module and accessory.
230923 |  | SD | Scaled drawings of the control system interface panel (CSIP).
230923 |  | SD | Scaled drawings of the fire fighter smoke control panel showing layout of, and indicating the function of each annunciator module, switch module, and accessory.
230923 |  | PD | Bill of Materials
230923 |  | PD | Detailed Description of system operation
230923 |  | PD | Point description, program list, and sequences
230923 |  | PD | Data from the Company producing the system, proving that the system is UL listed
230923 |  | PD | Total electrical load of the system which will be connected to the uninterruptible power supply system
230923 |  | PD | State grade and number of leased telephone lines required for use with modem units
230923 |  | PD | Name, address and telephone number of nearest fully equipped service organization.
230923 |  | PD | Primary Operators Station (POS)
230923 |  | PD | Status and Command Annunciator Panel (SCAPI)
230923 |  | PD | Fire Fighter Smoke control System Panel (FSCS)
230923 |  | PD | Portable Operators Terminal (POT)
230923 |  | PD | Distributed control Processors (DCPs)
230923 |  | PD | Terminal Equipment controllers (TECs)
230923 |  | PD | Router and Gateways
230923 |  | PD | DCP and TEC Software
230923 |  | PD | Data Communications
230923 |  | PD | Operator Interface Software
230923 |  | PD | Data and Control (D/C) summary
230923 |  | PD | Variable speed fan control
230923 |  | PD | Variable Speed Pump Control
230923 |  | PD | Misc. Electric/Electronic and Mechanical Devices
230923 |  | PD | Automatically operated dampers
230923 |  | PD | Actuators
230923 |  | PD | Air Compressor Assembly
230923 |  | PD | Air Piping
230923 |  | PD | Local Pneumatic Control Panels
230923 |  | PD | Markers and Nameplates
230923 |  | PD | Accessories
230923 |  | PD | Wiring
230923 |  | PD | Thermostat/Temperature Sensor Guards
230923 |  | PD | Refrigerant Sensor (Monitor)
230923 |  | QCS | Installer's Qualifications Data
230923 |  | QCS | Company Field Advisor Data
230923 |  | QCS | Test Reports: Existing sub-system Test Reports
230923 |  | CCS | System Acceptance Test Report | F
230923 |  | CCS | Certificate: Affidavit, signed by the Company Field Advisor and notarized certifying the system meets the contract requirements and is operating properly | F
230923 |  | CCS | Operation and Maintenance Data - 2 copies | F
230923 |  | CCS | Provide 2 hard copy back-up disks and CD-ROM backup of all software programs and configurations | F
230923 |  | CCS | Provide all revisions and/or upgrades made to the system software during the one year guarantee warranty period | F
230923 |  | CCS | Spare Parts: 10 percent spare of each type temperature sensor | F
230923 |  | CCS | Spare Parts: 10 percent spare of each type pressure sensor | F
230923 |  | CCS | Spare Parts: 10 percent spare of each type relay | F
230923 |  | CCS | Spare Parts: 10 percent spare of each size valve | F
230923 |  | CCS | Spare Parts: 10 percent spare of each type I/O board | F
230923 |  | CCS | Spare Parts: Printer paper (2 cases, 3200 sheets per case for fan fold style printer) | F
230923 |  | CCS | Spare Parts: 4 ribbons for printers | F
230923 |  | CCS | Spare Parts: 2 sets per printer, ink jet print cartridges | F
230923 |  | CCS | Test Instrument: VAV Box Calibration Instrument | F
230924 |  |  | MODIFICATIONS TO DIRECT DIGITAL BUILDING CONTROL SYSTEM
230924 |  | PD | Preliminary Submittal: Existing system test report.
230924 |  | PACK | Submit the shop drawings, product data, and quality control submittals specified below at the same time as a package
230924 |  | SD | Composite wiring and/or schematic diagrams of the modifications as proposed to be installed
230924 |  | PD | Bill of Materials
230924 |  | PD | Detailed description of system operation
230924 |  | PD | Electronic Analog Sensors:
230924 |  | PD | Binary Sensors
230924 |  | PD | Pneumatic Sensor/Controllers
230924 |  | PD | Field Panels and Points
230924 |  | PD | Electric Power Control Devices
230924 |  | PD | Damper Motors & Accessories
230924 |  | PD | Valves
230924 |  | PD | Misc. Electric/Electronic and Mechanical Devices
230924 |  | PD | Markers and Nameplates
230924 |  | PD | Wiring
230924 |  | PD | Accessories
230924 |  | QCS | Company Field Advisor Data
230924 |  | CCS | System Acceptance Test Report | F
230924 |  | CCS | Certificate: Affidavit certifying the system meets the contract requirements and is operating properly | F
230924 |  | CCS | Operation and Maintenance Data - 2 copies | F
230925 |  |  | DISTRIBUTED CONTROL SYSTEM - HEATING PLANT
230925 |  | PACK | Submit the shop drawings, product data, and quality control submittals specified below at the same time as a package
230925 |  | SD | Composite wiring and/or schematic diagrams of the complete system
230925 |  | SD | Scaled floor plan and elevation drawings
230925 |  | SD | Scaled drawings of the primary operators station
230925 |  | SD | Scaled drawings of each controller
230925 |  | SD | Interconnection details between new system and existing sub-system
230925 |  | PD | Bill of Materials
230925 |  | PD | Description of system operation
230925 |  | PD | Point description, program list, and sequences
230925 |  | PD | Data from the Company producing the system
230925 |  | PD | Name, address and telephone number of nearest fully equipped service organization
230925 |  | PD | Controllers
230925 |  | PD | Field Signal I/O
230925 |  | PD | Primary Operators Station (POS)
230925 |  | PD | Foreigh Interfaces
230925 |  | PD | Communications
230925 |  | PD | System Power
230925 |  | PD | System Enclosures and POS Console
230925 |  | PD | Signs, Labels, Markers, and Nameplates
230925 |  | PD | Accessories
230925 |  | PD | Wiring
230925 |  | QCS | Installer’s Qualifications Data
230925 |  | QCS | Company Field Advisor Data
230925 |  | QCS | Test Reports: Existing Sub-system Test Reports
230925 |  | CCS | System Acceptance Test Report | F
230925 |  | CCS | Certificate signed by the Company Field Advisor and notarized certifying that the system meets the contract requirements and is operating properly. | F
230925 |  | CCS | Operation and Maintenance Data - 2 copies | F
230925 |  | CCS | Name of a fully equipped service organization capable of guaranteeing response time within 8 hours to service calls shall be available 24 hours a day, 7 days a week to service the completed Work | F
230925 |  | CCS | Spare Parts: one spare of each type I/O board | F
230925 |  | CCS | Spare Parts: Printer Paper - 2 cases | F
230925 |  | CCS | Spare Parts: Printer Inks - 1 year supply | F
230926 |  |  | COMBUSTION CONTROL AND INSTRUMENTATION
230926 |  | PACK | Submit the shop drawings, product data and quality control submittals specified below at the same time as a package
230926 |  | SD | Certified detailed drawings for the master control panel and individual boiler panels
230926 |  | PD | Combustion Control System
230926 |  | PD | Full Metering Control System
230926 |  | PD | Oxygen Trim Control System
230926 |  | PD | Panel Boards
230926 |  | PD | Feedwater Level Control System
230926 |  | PD | Feedwater Pressure Control System
230926 |  | QCS | Manufacturer's certified letters of agreement
230926 |  | QCS | Operation and Maintenance Data - 2 copies
230926 |  | QCS | Photograph/Reproduction: Provide an “As Built” schematic control diagram, reproduced by photographic
230926 |  | CCS | Operation and Maintenance Data - 2 copies | F
230926 |  | CCS | Photograph/Reproduction | F
230926 |  | CCS | Spare Parts: Spare replacement parts in number, type and kind as recommended by the controls and instruments manufacturer | F
230933 |  |  | TEMPERATURE CONTROL SYSTEM - ELECTRIC ELECTRONIC
230933 |  | SD | Flow diagram of system
230933 |  | PD | Local Control Panels
230933 |  | PD | Valve Schedule
230933 |  | PD | Dial Thermometers
230933 |  | PD | Remote Bulb Thermometers
230933 |  | PD | Room Thermostats
230933 |  | PD | Modulating Control Valves
230933 |  | PD | Temperature Controllers
230933 |  | PD | Temperature or humidity control equipment with sensing elements or probes
230933 |  | PD | Temperature or humidity control equipment installed on insulated surfaces
230933 |  | PD | Damper Motors
230933 |  | CCS | Operation and Maintenance Data - 2 copies | F
230943 |  |  | TEMPERATURE CONTROL SYSTEM - PNEUMATIC
230943 |  | SD | Flow diagram of system
230943 |  | PD | Air Compressor Assembly
230943 |  | PD | Compressed Air Piping
230943 |  | PD | Pneumatically Operated Dampers
230943 |  | PD | Control Panels
230943 |  | PD | Dial Thermometers
230943 |  | PD | Remote Bulb Thermometers
230943 |  | PD | Room Thermostats
230943 |  | PD | Modulating Control Valves
230943 |  | PD | Temperature Controllers
230943 |  | PD | Temperature or humidity control equipment with sensing elements or probes
230943 |  | PD | Temperature or humidity control equipment installed on insulated surfaces
230943 |  | PD | Schematic drawings
230943 |  | CCS | Operation and Maintenance Data - 2 copies | F
231100 |  |  | LIQUID FUEL PIPING
231100 |  | PD | Material Schedule
231100 |  | PD | Steel Pipe and Fittings
231100 |  | PD | Copper Tubing and Fittings
231100 |  | PD | Joining and Sealant Materials
231100 |  | PD | Pipe Sleeves
231100 |  | PD | Floor, Wall and Ceiling Plates
231100 |  | PD | Reinforced Thermosetting Resin Piping (RTRP)
231100 |  | PD | Polyethylene Containment Piping and Fittings
231100 |  | PD | Flexible Primary Piping
231100 |  | PD | Flexible Couplings for Containment Piping
231100 |  | PD | Flexible Connections for Fuel Oil Piping
231100 |  | PD | Flexible Connection Isolation Jacket
231100 |  | PD | Test Boots
231100 |  | EPD | Environmental Product Declaration
231100 |  | QCS | Brazer Qualification Data
231100 |  | QCS | Welder Qualification Data
231313 |  |  | UNDERGROUND FUEL STORAGE TANKS AND FUEL SYSTEMS
231313 |  | PACK | Submit the Product Data, and Quality Control Submittals specified below at the same time as a package
231313 |  | PD | Double Wall Steel Tank - Design Criteria
231313 |  | PD | Composite Tank - Design Criteria
231313 |  | PD | Fiberglass Fuel Storage Tank - Design Criteria
231313 |  | PD | Containment Sump
231313 |  | PD | Tank Accessories
231313 |  | PD | Gasoline Tank Accessories
231313 |  | PD | Diesel Motor Fuel Tank Accessories
231313 |  | PD | Fuel Oil or Generator Tank Accessories Package
231313 |  | PD | Dispenser Island Facia
231313 |  | PD | Dispenser Sump
231313 |  | PD | Safety Service Valve
231313 |  | PD | Fuel Dispenser
231313 |  | PD | Tank Gaging, Leak and Overfill Monitor System
231313 |  | PD | Fuel Management System
231313 |  | PD | Fasteners
231313 |  | QCS | Tank Installation Contractor’s Qualifications Data
231313 |  | QCS | Pipe Installer’s Qualifications Data
231313 |  | QCS | Company Field Advisor Data
231313 |  | QCS | Factory Test Certificate
231313 |  | QCS | Final test procedure documentation
231313 |  | CCS | Operation and Maintenance Data - 2 copies | F
231313 |  | CCS | Steel Tanks: Thirty year Steel Tank Institute warranty for each tank for internal and external corrosion | F
231313 |  | CCS | Composite Tanks: Thirty year manufacturer’s warranty for each tank for internal and external corrosion | F
231313 |  | CCS | Fiberglass Tanks: Thirty year manufacturer’s warranty for each tank | F
231313 |  | CCS | Tank Manufacturer Installation Check List | F
231313 |  | CCS | Spare Parts: Two keys for each padlock | F
231313 |  | CCS | Special Tools: One stick gage and two calibration charts for each fuel tank | F
231313 |  | CCS | Special Tools: Two tools for each type and size vandal resistant fastener | F
231313 |  | CCS | Special Tools: Two lifting arms for composite type manhole frames and lids | F
231314 |  |  | FUEL TANKS FOR DIESEL-ALTERNATORS
231314 |  | PACK | Diesel-Alternator Fuel Supply System Data Package
231314 |  | PD | Underground Steel Fuel Storage Tank
231314 |  | PD | Fiberglass Fueld Storage Tank
231314 |  | PD | Containment Chamber
231314 |  | PD | Leak and Overfill Monitor System
231314 |  | PD | Pipe and Pipe Fittings
231314 |  | PD | Accessories
231314 |  | QCS | Factory Test Certificate
231314 |  | CCS | Operation and Maintenance Data - 2 copies | F
231314 |  | CCS | Steel Tanks: Thirty year Steel Tank Institute warranty for each tank | F
231314 |  | CCS | Fiberglass Tanks: Thirty year manufacturer’s warranty for each tank | F
231314 |  | CCS | Tank Manufacturer Installation Check List | F
231314 |  | CCS | Spare Parts: One fill pipe adapter and cap for each fuel tank | F
231314 |  | CCS | Spare Parts: Two keys for each padlock | F
231314 |  | CCS | Special Tools: One extractor wrench for each type and size extractable fitting. | F
231314 |  | CCS | Special Tools: One stick gage and two calibration charts for each fuel tank | F
231314 |  | CCS | Special Tools: Two tools for each type and size vandal resistant fastener. | F
231323 |  |  | ABOVE GROUND FUEL STORAGE TANKS AND FUEL SYSTEMS
231323 |  | PACK | Submit the Product Data, and Quality Control Submittals specified below at the same time as a package
231323 |  | PD | Type 1 Fuel Storage Tanks
231323 |  | PD | Type 2 Fuel Storage Tanks with Overfill
231323 |  | PD | Type 3 Fuel Storage Tanks
231323 |  | PD | Type 4 Fuel Storage Tanks with Overfill
231323 |  | PD | Type A Compartmented Tanks
231323 |  | PD | Type B Compartmented Tanks
231323 |  | PD | Tank Accessories
231323 |  | PD | Tank Gaging, Leak and Overfill Monitor System
231323 |  | PD | Type A Installation Package
231323 |  | PD | Type B Installation Package
231323 |  | PD | Type C Installation Package
231323 |  | PD | Type D Installation Package
231323 |  | PD | Type E Installation Package
231323 |  | PD | Tank Heaters
231323 |  | PD | Fuel Management System
231323 |  | PD | Fasteners
231323 |  | QCS | Tank Installation Contractor’s Qualifications Data
231323 |  | QCS | Pipe Installer’s Qualifications Data
231323 |  | QCS | Company Field Advisor Data
231323 |  | QCS | Factory Test Certificate
231323 |  | QCS | Copy of Seismic Qualifictions Certificate
231323 |  | CCS | Operation and Maintenance Data - 2 copies | F
231323 |  | CCS | Warranty | F
231323 |  | CCS | Tank Manufacturer Installation Check List | F
231323 |  | CCS | Spare Parts: Two keys for each padlock | F
231323 |  | CCS | Special Tools: One stick gage and two calibration charts for each fuel tank | F
231323 |  | CCS | Special Tools: Two tools for each type and size vandal resistant fastener | F
232000 |  |  | HVAC PIPING
232000 |  | PD | Material Schedule
232000 |  | PD | Steel Pipe and Fittings
232000 |  | PD | Copper and Brass Pipe, Tubing and Fittings
232000 |  | PD | High Density Polyethylene (HDPE) Piping and Fittings
232000 |  | PD | Couplings and Fittings for Grooved End Pipe
232000 |  | PD | Fiberglass Reinforced Plastic Piping (FRP)
232000 |  | PD | Joining and Sealant Materials
232000 |  | PD | Dielectric Connectors
232000 |  | PD | Pipe Sleeves - Type A
232000 |  | PD | Pipe Sleeves - Type B
232000 |  | PD | Pipe Sleeves - Type C
232000 |  | PD | Pipe Sleeves - Type D
232000 |  | PD | Floor, Wall and Ceiling Plates - Cast Brass
232000 |  | PD | Floor, Wall and Ceiling Plates - Cast Iron
232000 |  | PD | Reinforced Thermosetting Resin Piping (RTRP)
232000 |  | PD | Polyethylene Containment Piping and Fittings
232000 |  | PD | Flexible Primary Piping
232000 |  | PD | Flexible Couplings for Containment Piping
232000 |  | PD | Flexible Connections for Fuel Oil Piping
232000 |  | PD | Flexible Connection Isolation Jacket
232000 |  | PD | Test Boots
232000 |  | EPD | Environmental Product Declaration
232000 |  | QCS | Welder Qualification Data
232000 |  | QCS | Welding Procedures
232000 |  | QCS | Welders’ Certificates
232000 |  | QCS | Brazer Qualification Data for Mechanically Extracted Joints
232000 |  | QCS | Brazer Qualification Data for Refrigerant Piping
232000 |  | QCS | Copy of extraction equipment manufacturer’s printed field inspection procedures for mechanically extracted joints in copper tubing.
232000 |  | QCS | Certificate of training from the manufacturer of copper tubing extraction equipment
232000 |  | QCS | Copy of mill certificates, laboratory test and manufacturing reports
232000 |  | QCS | Welding Procedure Submittals
232000 |  | CCS | Copy of Final Hydrostatic Testing Record Log | F
232001 |  |  | STRAINERS
232001 |  | PD | Stainer - Y
232001 |  | PD | Stainer - Simplex Basket
232001 |  | PD | Stainer - Duplex Basket
232002 |  |  | BACKFLOW PREVENTERS
232002 |  | PD | Backflow Preventer - Type A
232002 |  | PD | Backflow Preventer - Type B
232002 |  | PD | Backflow Preventer - Type C
232002 |  | PD | Test Kit A
232002 |  | PD | Test Kit B
232002 |  | CCS | Special Tools: Tet Kit A | F
232002 |  | CCS | Special Tools: Tet Kit B | F
232003 |  |  | THERMOMETERS AND GAUGES
232003 |  | PD | Thermometers for Measuring Liquid Temperature
232003 |  | PD | Thermometers for Measuring Air Temperature
232003 |  | PD | Pressure and Compound Gauges
232003 |  | PD | Pressure Snubbers
232003 |  | PD | Impulse Dampers
232004 |  |  | AIR GAP FITTINGS
232004 |  | PD | Air Gap Fitting
232005 |  |  | PIPING AND ACCESSORIES FOR DIESEL ALTERNATORS REMOTE RADIATOR
232005 |  | PD | Pipe, Fittings, Gaskets, Selants, and Sleeves
232005 |  | PD | Drain Valve
232005 |  | PD | Flexible Vibration Eliminators
232005 |  | PD | Pipe Hangers, Supports and Accessories
232005 |  | PD | Piping Insulation
232005 |  | PD | Finishes
232005 |  | EPD | Environmental Product Declaration
232006 |  |  | HYDRONIC SPECIALTIES
232006 |  | PD | Expansion Tank
232006 |  | PD | Combination Air Separator and System Strainer
232006 |  | PD | Centrifugal Separator
232006 |  | PD | Air control Fittings
232006 |  | PD | Air Vents
232006 |  | PD | Zone Valves
232006 |  | QCS | Seismic Qualifications Certificate
232006 |  | CCS | Operation and Maintenance Data - 2 copies | F
232100 |  |  | PRE-INSULATED UNDERGROUND PIPING SYSTEM
232100 |  | PACK | Submit the shop drawings, product data and quality control submittals specified below at the same time as a package
232100 |  | SD | Scale drawings showing complete system layout and details
232100 |  | SD | Site layout drawing indicating the amount of expansion
232100 |  | SD | Show location of miscellaneous fittings, including end seals, field closures, field joint locations, anchors
232100 |  | SD | Show provisions made for system expansion and contraction
232100 |  | PD | Carrier Pipe
232100 |  | PD | Casing Jacket
232100 |  | PD | Insulation
232100 |  | PD | Rock Shield
232100 |  | PD | Field Closures
232100 |  | PD | End Seal
232100 |  | PD | Fittings (Elbows, Tees, Anchors, Etc.)
232100 |  | PD | Manholes
232100 |  | PD | Factory Hydrostatic Test
232100 |  | EPD | Environmental Product Declaration
232100 |  | QCS | Design Data
232100 |  | QCS | Test Report
232100 |  | QCS | Installer's Qualifications Data
232100 |  | QCS | Company Field Advisor Data
232100 |  | CCS | System Acceptance Test Report | F
232100 |  | CCS | Certificate: Affidavit, signed by the Company Field Advisor and notarized, certifying that the system meets the contract requirements and is operating properly | F
232100 |  | CCS | Infrared Energy Evaluation Survey | F
232100 |  | CCS | Operation and Maintenance Data - 2 copies | F
232100 |  | CCS | Special Warranty | F
232101 |  |  | PREFABRICATED STEEL CONDUIT AND MANHOLES
232101 |  | PACK | Submit shop drawings, product data, and quality control submittals at the same time as a package
232101 |  | SD | System layout to scale
232101 |  | SD | Show details of anchors, wall entry, end seals, pipe supports, expansion loops and elbows showing calculated expansion and cross sections
232101 |  | SD | Cathodic system drawing showing location of anodes, cables, test stations, etc.
232101 |  | SD | Cathodic system technical data, and field survey reports.
232101 |  | SD | Manholes
232101 |  | PD | Prefabricated Steel Conduit
232101 |  | PD | Manholes
232101 |  | PD | Valve Access Box
232101 |  | PD | Cathodic Protection System
232101 |  | PD | Leak Detection System
232101 |  | PD | Underground Conduit Identification
232101 |  | EPD | Environmental Product Declaration
232101 |  | QCS | Design Data
232101 |  | QCS | Test Report: Factory hydrostatic Test
232101 |  | QCS | Test Procedures: Copy of air test procedures
232101 |  | QCS | Instrument Certification
232101 |  | QCS | Company Field Advisor Data
232101 |  | QCS | Corrosion Engineer Data
232101 |  | QCS | Welder Qualification Data
232101 |  | QCS | Brazer Qualification Data
232101 |  | QCS | Contractor Qualification Data
232101 |  | QCS | Quality Assurance Inspection
232101 |  | CCS | Reproducible as built drawings showing dimensions, accurate locations of manholes, anchors, loops, cathodic test stations, etc., and depth of burial at 100 ft intervals. | F
232101 |  | CCS | Operation and Maintenance Data: 2 copies | F
232101 |  | CCS | Special Warranty | F
232101 |  | CCS | System Acceptance Test Report | F
232101 |  | CCS | Performance Test Reports | F
232101 |  | CCS | Certificate: Affidavit, signed by the Company Field Advisor and notarized, certifying that the system meets the contract requirements and is operating properly. | F
232123 |  |  | PUMPS
232123 |  | PD | Pump Schedule
232123 |  | PD | Circulating Waterpumps - In-Line Pump
232123 |  | PD | Circulating Waterpumps - Close-Coupled Pump
232123 |  | PD | Circulating Waterpumps - Base Mounted Pump
232123 |  | PD | Condensate Pumping Apparatus
232123 |  | PD | Boiler Return Pumping Apparatus
232123 |  | PD | Boiler Feed Pumps
232123 |  | PD | Return Pumps
232123 |  | PD | Oil Pumps
232123 |  | PD | Vacuum Pumping Apparatus
232123 |  | PD | Lubrication Charts
232123 |  | QCS | Performance curves for each pump, showing gpm, brake HP and efficiency from free delivery to shut-off
232123 |  | QCS | Subject boiler feed pumps and boiler return pumps to a cold water test at the manufacturer’s factory.
232123 |  | QCS | Include parallel pump curve and system curve for parallel operating pumps.
232123 |  | QCS | Certificates: Affidavit required under QUALITY ASSURANCE Article.
232123 |  | QCS | Company Field Advisor Data
232123 |  | QCS | Copy of Seismic Qualifications Certificate
232123 |  | CCS | Operation, Maintenance Data, and Parts Lists: 2 copies | F
232123 |  | CCS | Spare Parts: Deliver one spare set of mechanical seals for each size and type of pump equipped with mechanical seals | F
232124 |  |  | SUMP PUMP, SUBMERSIBLE
232124 |  | PD | Sump Pump
232124 |  | PD | Pump capacity curve (capacity vs. head) and electrical schematics.
232124 |  | PD | Sump Basin
232124 |  | PD | Basin Cover
232124 |  | PD | Sump Cover
232124 |  | PD | Sump Frame
232201 |  |  | STEAM SPECIALTIES
232201 |  | PD | Flash Tank
232201 |  | PD | Steam Vents
232202 |  |  | STEAM TRAPS
232202 |  | PD | Combination Float and Thermostatic Traps
232202 |  | PD | Inverted Bucket Traps
232202 |  | PD | Controlled Disc Traps
232202 |  | PD | Thermostatic Radiator Traps
232513 |  |  | WATER TREATMENT, CLOSED HOT WATER HEATING SYSTEM
232513 |  | PD | Chemical feeders and Accessories
232513 |  | CCS | Operation and Maintenance Data | F
232513 |  | CCS | Extra Materials: One year supply of water treatment chemicals | F
232514 |  |  | WATER TREATMENT - AIR CONDITIONING SYSTEMS
232514 |  | PD | Performance Charts
232514 |  | PD | Schematic Drawings
232514 |  | PD | Equipment for Treatment of condenser Water System and Cooling Towers
232514 |  | PD | Equipment for Treatment of Secondary Water Systems
232514 |  | PD | Test Equipment
232514 |  | PD | Chemicals
232514 |  | QCS | Test Reports
232514 |  | CCS | Operation and Maintenance Data | F
232514 |  | CCS | Warranty | F
232514 |  | CCS | Extra materials: One year supply of water treatment chemicals for each system installed under this contract. | F
232519 |  |  | BOILER WATER TREATMENT (LPS)
232519 |  | PD | Chemical Feeders and Accessories
232519 |  | CCS | Operation and Maintenance Data | F
232519 |  | CCS | Extra materials: One year supply of water treatment chemicals | F
233113 |  |  | METAL DUCTWORK
233113 |  | SD | Layouts for areas in which it may be necessary to deviate substantially from layout shown on the Drawings
233113 |  | SD | Layout and fabrication details for cooking equipment exhaust ductwork
233113 |  | SD | Layouts of mechanical equipment rooms and penthouses
233113 |  | SD | Details of intermediate structural steel members required to span main structural steel for the support of ductwork.
233113 |  | SD | Method of attachment of duct hangers to building construction
233113 |  | SD | Coordinate shop drawings with related contracts prior to submission
233113 |  | SD | Drawings identifying seismic locations with corresponding details of pre-approved seismic restraints, with seismic loads and seismic force level (Fp) calculations; pre-engineered and stamped by a NYS Licensed Professional Engineer
233113 |  | PD | Sheet Metal
233113 |  | PD | Duct Hangers
233113 |  | PD | Miscellaneous Fasteners and Upper Hanger Attachments
233113 |  | PD | Gage
233113 |  | PD | Type of Joints
233113 |  | PD | Sealing Material
233113 |  | PD | Reinforcement for each duct size range
233113 |  | PD | Sketches or SMACNA plate numbers for joints, method of fabrication and reinforcing
233113 |  | EPD | Environmental Product Declaration
233113 |  | QCS | Seismic Restraint Manufacturer’s Qualifications Data
233113 |  | QCS | Company Field Advisor Data
233113 |  | QCS | Manufacturer’s Certificate of Compliance for Seismic Restraints
233114 |  |  | DUCTWORK
233114 |  | SD | Show duct material, gage, type of joints and duct reinforcing for each size range. Include sketches or SMACNA figure numbers for joints, method of fabrication, and reinforcing
233114 |  | PD | Motorized Damper
233114 |  | EPD | Environmental Product Declaration
233300 |  |  | DUCTWORK ACCESSORIES
233300 |  | PD | SMACNA Figure Numbers for each shop fabricated item.
233300 |  | PD | Supply Grilles
233300 |  | PD | Exhaust or Return Grilles
233300 |  | PD | Supply Registers
233300 |  | PD | Exhaust or Return Registers
233300 |  | PD | Mounting Frames for Registers and Grilles
233300 |  | PD | Air Diffusers
233300 |  | PD | Control Dampers (Galvanized Steel)
233300 |  | PD | Control Dampers (Aluminum)
233300 |  | PD | Insulated Control Dampers
233300 |  | PD | Fire Dampers, Dynamic Systems
233300 |  | PD | Multiple Blade Type Combination Fire/Smoke Dampers
233300 |  | PD | Manual Damper Regulators
233300 |  | PD | Combination dampers and Louvers
233300 |  | PD | Damper Actuators
233300 |  | PD | Turning Vane Assemblies
233300 |  | PD | Flexible Connections - Fabric
233300 |  | PD | Gasket Material
233300 |  | PD | Sealant
233300 |  | PD | Flexible Duct
233300 |  | PD | Duct Access Doors
233300 |  | PD | Piano Hinges
233300 |  | PD | Butt Hinges
233300 |  | PD | Sash Locks
233300 |  | PD | Door Latches
233300 |  | PD | Fusible Link Attachments
233300 |  | PD | Security Fasteners
233300 |  | SAM | Air Inlet Device
233300 |  | SAM | Air Outlet Device
233300 |  | CCS | Special Tools: One bar deflection key for every five supply grilles and/or every five return grille | F
233300 |  | CCS | Special Tools: One operator key for every five supply registers and/or every 5 return or exhaust registers | F
233300 |  | CCS | Special Tools: Two keys or socket wrenches for each type of damper adjustment screw or device on manual damper regulators | F
233300 |  | CCS | Special Tools: One tool for each type and size security fastener | F
233301 |  |  | SECURITY TYPE DUCTWORK ACCESSORIES
233301 |  | SD | Schedule listing manufacturer’s model number and location for each security barrier
233301 |  | PD | Submit SMACNA Figure Numbers for each shop fabricated item
233301 |  | PD | Schedule: Security grilles and registers, Security diffusers, Low leakage and standard dampers, firedampers
233301 |  | PD | Mounting Frames for Registers and Grilles
233301 |  | PD | Staff Return (SRR) and Staff Exhaust (SER) Registers
233301 |  | PD | Inmate Supply (ISR), Inmate Return (IRR) and Inmate Exhaust (IER) Registers
233301 |  | PD | Inmate Supply (ISRA), Inmate Return (IRRA) and Inmate Exhaust (IERA) Registers - Type A:
233301 |  | PD | Inmate Exhaust Grille (IEG)
233301 |  | PD | Shower Room Supply (SHSR-AL) and Shower Room Exhaust (SHER-AL) registers
233301 |  | PD | Staff Supply Register (SSR)
233301 |  | PD | Non-Secure Return (NSRR) and Non Secure Exhaust (NSER) Registers
233301 |  | PD | Non-Secure Exhaust Register (NSEER-AL)
233301 |  | PD | Suicide Deterrent Register (SDR)
233301 |  | PD | Staff Ceiling Diffusers (SCD)
233301 |  | PD | Staff Ceiling Diffusers (SCD-AL)
233301 |  | PD | High Capacity Radial Diffusers (HCRD)
233301 |  | PD | Laminar Flow Diffuser (LFD)
233301 |  | PD | Non-Secure Ceiling Diffuser (NSCD)
233301 |  | PD | Control Dampers (Galvanized Steel)
233301 |  | PD | Control Dampers (Aluminum)
233301 |  | PD | Insulated Control Dampers
233301 |  | PD | Fire Dampers, Dynamic Systems
233301 |  | PD | Multiple Blade Type Combination Fire/Smoke Dampers
233301 |  | PD | Manual Damper Regulators
233301 |  | PD | Damper Actuators
233301 |  | PD | Turning Vane Assemblies
233301 |  | PD | Flexible Connections - Fabric
233301 |  | PD | Gasket Material
233301 |  | PD | Sealants
233301 |  | PD | Flexible Duct
233301 |  | PD | Duct Access Doors
233301 |  | PD | Fusible Link Attachments
233301 |  | PD | Fasteners
233301 |  | PD | Security Barriers
233301 |  | SAM | Air Inlet Device
233301 |  | SAM | Air Outlet Device
233301 |  | CCS | Special Tools: One bar deflection key for every five supply grilles and/or every five return grilles | F
233301 |  | CCS | Special Tools: One operator key for every five supply registers and/or every 5 return or exhaust registers. | F
233301 |  | CCS | Special Tools: Two keys or socket wrenches for each type of damper adjustment screw or device on manual damper regulators. | F
233301 |  | CCS | Special Tools: One tool for each type and size Torx center pin fastener. | F
233413 |  |  | AXIAL FLOW FANS
233413 |  | PD | Axial Flow Fan
233413 |  | PD | Direct drive Fan
233413 |  | PD | V-Belt Drive Fan
233413 |  | PD | Performance Charts
233413 |  | PD | Schematic Drawings
233413 |  | PD | Axial Flow Fans
233413 |  | PD | Tubeaxial Fans
233413 |  | PD | Vaneaxial Fans
233413 |  | PD | Fan Accessories - Support Legs
233413 |  | PD | Fan Accessories - Suspension angle Supports
233413 |  | PD | Fan Accessories - Drive Guards
233413 |  | CCS | Operation and Maintenance Data - 2 copies | F
233416 |  |  | CENTRIFUGAL FANS
233416 |  | SD | Manufacturer’s detailed dimensional drawings showing equipment, assemblies, dimensions, loadings, required clearances, method of field assembly, components, and location and size of each field connection
233416 |  | PD | Fans
233416 |  | PD | Housing
233416 |  | PD | Wheels
233416 |  | PD | Shafts
233416 |  | PD | Bearings
233416 |  | PD | Belt Drives
233416 |  | PD | Scroll Access Doors
233416 |  | PD | Companion Flanges
233416 |  | PD | Fixed Inlet Vanes
233416 |  | PD | Variable Inlet Vanes
233416 |  | PD | Adjustable Inlet Vanes
233416 |  | PD | Shaft Seal
233416 |  | PD | Weather Cover
233416 |  | PD | Inlet Screen
233416 |  | QCS | Certified Fan Performance curves
233416 |  | QCS | Certified fan sound power ratings
233416 |  | QCS | Copy of Seismic Qualifications Certificate
233416 |  | CCS | Operation and Maintenance Data - 2 copies | F
233417 |  |  | CEILING EXHAUST FANS
233417 |  | PD | Electric motor driven centrifugal type Fan
233418 |  |  | CENTRIFUGAL WALL EXHAUSTERS
233418 |  | PD | Wall exhauster
233418 |  | PD | Fan Housing
233418 |  | PD | Motor
233418 |  | PD | Shutters
233418 |  | PD | Bird Guards
233418 |  | PD | Disconnect Switch
233419 |  |  | CORROSION-RESISTANT PROPELLER FANS
233419 |  | PACK | Submit the product data specified below for motors, fans, and environmental all at the same time as a package
233419 |  | PD | Motors: Catalog sheets, specifications and installation instructions
233419 |  | PD | Motors: Data proving that voltage rating of each motor is in accordance with specified NEMA standard motor voltage
233419 |  | PD | Motors: Data proving that the service factor and temperature rise for the motor’s insulation system conforms to NEMA standards for each motor’s specific application.
233419 |  | PD | Fans: Catalog sheets, performance charts, standard schematic drawings, specifications and installation instructions
233419 |  | PD | Environmental: Data proving that the products proposed for the Work of this Section are suitable for the Project Conditions
233420 |  |  | RESIDENTIAL EXHAUST FANS
233420 |  | PD | Each size Exhaust Fan
233421 |  |  | POWER ROOF VENTILATORS
233421 |  | PD | Detailed Dimensional Data - Roof Curb
233421 |  | PD | Ventilator Unit
233421 |  | PD | Curb
233422 |  |  | PROPELLER FANS
233422 |  | PD | Fan Type - Panel
233422 |  | PD | Fan Type - Circular Mounting Ring
233516 |  |  | CARBON MONOXIDE EXHAUST SYSTEM
233516 |  | SD | Fan Platform and method of securing to construction
233516 |  | PD | Underfloor System - Disapperaing Type
233516 |  | PD | Underfloor System - Plug In Type
233516 |  | PD | Overhead System - Disappearing Type
233516 |  | PD | Overhead System - Suspended Type -
233516 |  | PD | Duct Systems
233516 |  | PD | Blowers
233516 |  | PD | System Accessories
233723 |  |  | ROOF MOUNTED AIR INLETS AND OUTLETS
233723 |  | PD | Fresh Air Intakes and Air Relief Vents
233723 |  | PD | Roof Curbs
234100 |  |  | AIR FILTERS
234100 |  | PD | Panel Air Filters
234100 |  | PD | Pleated Air Filters
234100 |  | PD | Bag Air Filters
234100 |  | PD | Rigid Air Filters
234100 |  | PD | V-Bank Rigid Filters
234100 |  | PD | HEPA Filters
234100 |  | CCS | Extra Materials: One spare set of air filters for each air handling unit | F
235000 |  |  | FUEL BURNING AND HANDLING EQUIPMENT
235000 |  | PD | Steam Atomizing Oil Burner
235000 |  | PD | Alternate Air Atomizing Oil Burner
235000 |  | PD | Mechanical Pressure Atomizing Oil Burner
235000 |  | PD | Rotary Cup Oil Burner
235000 |  | PD | Natural Gas Burner
235000 |  | PD | Combination Oil-Gas Burner
235000 |  | PD | Flame Safeguard Control System
235000 |  | PD | Piping Components
235000 |  | PD | Individual Boiler Fuel Oil Meters
235000 |  | PD | Main Fuel Oil Supply Meter
235000 |  | PD | Fuel Oil Heaters
235000 |  | PD | Air Release Tanks
235000 |  | PD | Fuel Oil Strainers
235000 |  | PD | Pressure - Temperature Control Valve
235000 |  | PD | Thermostatic System
235000 |  | PD | Fuel Oil Pump Discharge Pressure Control Valve (PCV)
235000 |  | PD | Electric Heating Tape
235000 |  | PD | System Accessories: Furnish dead end seals, power connectors, fiberglassreinforced securing tape, adhesives, shrink sleeves and other required items.
235000 |  | QCS | Design Data: The entire fuel burning and handling system is designed for burning No. 6 fuel oil as the primary fuel and No. 4 and No. 2 fuel oils as the secondary fuels.
235000 |  | QCS | Design Data: The entire fuel burning and handling system is designed for burning natural gas as the primary fuel and No. 2 fuel oil as the secondary fuel.
235000 |  | QCS | Fuel Oil Heaters: Furnish ASME shop certificate.
235000 |  | QCS | Individual Boiler Fuel Oil Meters: Furnish a certified shop test curve
235000 |  | QCS | Main Fuel Oil Supply Meter: Furnish certified calibration and test charts over the full range for approval prior to using meter.
235000 |  | CCS | Operation and Maintenance Data - Two copies | F
235000 |  | CCS | Photographs/Reproductions | F
235000 |  | CCS | Maintenance Service | F
235000 |  | CCS | Spare Parts: Two burner vises and two burner wrenches | F
235000 |  | CCS | Spare Parts: Spare burner tips | F
235000 |  | CCS | Spare Parts: Spare Atomizing Guns, Completely Assembled | F
235000 |  | CCS | Spare Parts: Two of each size flexible hose connections | F
235000 |  | CCS | Spare Parts: One flame safeguard control system electronic controller chassis complete with an electronic circuit master relay, flame detector relay, timer and misc. componenets, all pre-wired. | F
235000 |  | CCS | Spare Parts: One flame safeguard control system flame detector of the ultraviolet type | F
235000 |  | CCS | Special Tools: Two 20 lb. Dry Chemical fire extinguishers | F
235000 |  | CCS | Special Tools: for servicing fuel burning assemblies | F
235000 |  | CCS | Special Tools: One heavy duty malleable iron combination type pipe vise | F
235000 |  | CCS | Special Tools: One 6 foot long by 3 foot wide by 33-1/2 inch high steel Work bench, with 6 inch diameter swivel lock type rubber tired wheels | F
235116 |  |  | SMOKE FLUE PIPE AND BREECHING
235116 |  | SD | Fabrication drawings for breeching installations involving two or more boilers
235116 |  | SD | Details of the method of support.
235116 |  | EPD | Environmental Product Declaration
235223 |  |  | CAST IRON BOILER
235223 |  | PD | Cast Iron Boiler
235223 |  | PD | Energy Management Control System -
235223 |  | QCS | Certificates: Affidavit required under Quality Assurance Article
235223 |  | QCS | Company Field Advisor Data
235223 |  | QCS | Copy of Seismic Qualifications Certificate
235223 |  | CCS | DOL Certification of Inspection - 2 copies | F
235223 |  | CCS | Operation and Maintenance Data - 2 copies | F
235223 |  | CCS | Service Organization Data | F
235223 |  | CCS | Special Tools: Tools for opening access plates | F
235223 |  | CCS | Special Tools: Tools for adjusting and cleaning burners | F
235223 |  | CCS | Special Tools: Brushes for cleaning flue and smoke hood | F
235233 |  |  | WATER TUBE BOILER [PACKAGE TYPE, ABOVE 15 PSIG]
235233 |  | SD | Boiler manufacturer’s name.
235233 |  | SD | Boiler manufacturer’s supervisor’s name and qualifications
235233 |  | SD | Boiler burner assembly drawing
235233 |  | SD | Boiler nameplate and number plate
235233 |  | SD | Burners
235233 |  | SD | Flame safeguard control system components
235233 |  | SD | Mechanical draft system
235233 |  | SD | Soot blowers
235233 |  | SD | Tube rolling and tube cleaning equipment
235233 |  | SD | Uptake damper
235233 |  | SD | Predicted performance data
235233 |  | SD | Convection Section
235233 |  | SD | Boiler Data
235233 |  | SD | Performance data
235233 |  | PD | Certificates: Shop ASME boiler inspection certificates
235233 |  | PD | Certificates: Shop boiler hydrostatic test certificates
235233 |  | PD | Certificates: Shop boiler acceptance test data sheets
235233 |  | PD | Certificates: Manufacturer’s data reports
235233 |  | PD | Certificates: Welded piping
235233 |  | PD | Certificates: Department of Labor Certification of Inspection
235233 |  | QCS | Certificates: Affidavit required under Quality Assurance Article
235233 |  | QCS | Company Field Advisor Data
235233 |  | QCS | Copy of Seismic Qualifications Certificate
235233 |  | CCS | Maintenance Data and Operating Instructions - 6 copies | F
235233 |  | CCS | Maintenance Materials: Spare burning tips | F
235233 |  | CCS | Maintenance Materials: Spare atomizing oil guns completely assembled | F
235233 |  | CCS | Maintenance Materials: Two of each size flexible hose connections | F
235233 |  | CCS | Maintenance Materials: One burner vise and wrench for servicing oil burner assembly | F
253233 |  | SD | Details of the boiler construction and combustion chamber. [PACKAGE TYPE, LOW PRESSURE]
253233 |  | PD | Steam Boilers [PACKAGE TYPE, LOW PRESSURE]
253233 |  | PD | Water Boilers [PACKAGE TYPE, LOW PRESSURE]
253233 |  | QCS | Copy of Seismic Qualifications Certificate. [PACKAGE TYPE, LOW PRESSURE]
253233 |  | CCS | Department of Labor Certification of Inspection | F
253233 |  | CCS | Operation and Maintenance Data - 2 copies [PACKAGE TYPE, LOW PRESSURE] | F
235239 |  |  | FIRE TUBE BOILER [Low Pressure]
235239 |  | PACK | Submit the shop drawings, product data, and quality control submittals specified below at the same time as a package.
235239 |  | SD | Manufacturer’s certified detail drawings of the boiler fabrication and combustion chamber; fuel burning and handling equipment; wiring diagrams for fuel burning and handling, operating and safety controls
235239 |  | PD | Factory Packaged Fire Tube Boiler
235239 |  | PD | Controls and Cabinet
235239 |  | PD | Steam Boiler Accessories and Trim
235239 |  | PD | Water Boiler Acceosries and Trim
235239 |  | QCS | Certificates: Affidavit required under Quality Assurance Article
235239 |  | QCS | Company Field Advisor Data
235239 |  | QCS | List of Completed Installations
235239 |  | QCS | Copy of Seismic Qualifications Certificate
235239 |  | CCS | Department of Labor Certification of Inspection - 2 copies | F
235239 |  | CCS | Operation and Maintenance Data - 2 copies | F
235239 |  | CCS | Special Tools: Tools for opening manholes, handholes, and front and rear covers. | F
235239 |  | CCS | Special Tools: Tools for adjusting, changing and cleaning burner nozzles. | F
235239 |  | CCS | Special Tools: Brushes for cleaning boiler tubes. | F
235239 |  | SD | Manufacturer’s certified detailed drawings, complete with schematic wiring diagrams for all fuel burning equipment [Package Type Above 15 PSIG]
235239 |  | SD | Boiler manufacturer’s supervisor’s name and qualifications [Package Type Above 15 PSIG]
235239 |  | SD | Boiler nameplate and number plate [Package Type Above 15 PSIG]
235239 |  | SD | Work Bench [Package Type Above 15 PSIG]
235239 |  | SD | Tube rolling and tube cleaning equipment [Package Type Above 15 PSIG]
235239 |  | SD | Furnace Section [Package Type Above 15 PSIG]
235239 |  | SD | Convection Section [Package Type Above 15 PSIG]
235239 |  | SD | Boiler Drum [Package Type Above 15 PSIG]
235239 |  | SD | Boiler Data [Package Type Above 15 PSIG]
235239 |  | QCS | Test Reports: Boiler construction and hydrostatic test at the factory. [Package Type Above 15 PSIG]
235239 |  | QCS | Certificates: Shop ASME boiler inspection [Package Type Above 15 PSIG]
235239 |  | QCS | Certificates: Shop Boiler hydrostatic test [Package Type Above 15 PSIG]
235239 |  | QCS | Certificates: Shop boiler acceptance test data sheets [Package Type Above 15 PSIG]
235239 |  | QCS | Certificates: Manufacturer’s data reports for the shop construction and hydrostatic test results [Package Type Above 15 PSIG]
235239 |  | QCS | Certificates: Welded piping which requires certification and stamping [Package Type Above 15 PSIG]
235239 |  | QCS | Company Field Advisor Data [Package Type Above 15 PSIG]
235239 |  | QCS | Copy of Seismic Qualificatons Certificate [Package Type Above 15 PSIG]
235239 |  | CCS | Department of Labor Certificate of Inspection: - 2 copies [Package Type Above 15 PSIG] | F
235239 |  | CCS | Operation and Maintenance Data: Furnish 6 copies [Package Type Above 15 PSIG] | F
235239 |  | CCS | Spare Parts: One spare atomizing gun for each burner. [Package Type Above 15 PSIG] | F
235239 |  | CCS | Spare Parts: Three flexible hoses (one fuel oil, one gas and one air for each burner) [Package Type Above 15 PSIG] | F
235239 |  | CCS | Spare Parts: One plug-in type electronic programming control chassis [Package Type Above 15 PSIG] | F
235239 |  | CCS | Special Tools: One set of tools (burner vise, wrenches, etc.) for servicing the fuel oil burner. [Package Type Above 15 PSIG] | F
235316 |  |  | DEAERATORS
235316 |  | PD | Deaerators - General Design
235316 |  | PD | Controls
235316 |  | QCS | Copy of Seismic Qualifications Certificate
235316 |  | CCS | Operation and Maintenance Data: Deliver 2 copies | F
235414 |  |  | ELECTRIC SLIP-IN DUCT HEATERS
235414 |  | PACK | Submit the shop drawings and the product data specified below at the same time as a package
235414 |  | SD | Installation Details
235414 |  | SD | Power and Control wiring Schematic Diagrams
235414 |  | PD | Slip in type heater
235414 |  | PD | Remote Control Panel
235414 |  | CCS | Operation and Maintenance Data: Deliver 2 copies | F
235415 |  |  | ELECTRIC HEATERS [Cabinet Type]
235415 |  | PD | Electric Heaters
235415 |  | CCS | Operation and Maintenance Data - 2 copies | F
235415 |  | CCS | Spare Parts: Two complete sets of filters for each heater, packaged and labeled as to their usage. | F
235416 |  |  | ELECTRIC HEATERS AND EXHAUST FANS FOR CONTROL BUILDINGS
235416 |  | PD | Heater: Baseboard type
235416 |  | PD | Heater: Horizontal Unit Heater
235416 |  | PD | Exhaust Fan
235416 |  | CCS | Operation and Maintenance Data: Deliver 2 copies | F
235513 |  |  | DUCT FURNACES
235513 |  | PD | Oil Fired Furnace - Design
235513 |  | PD | Gas Fired Furnace - Design
235513 |  | CCS | Operation and Maintenance Data - 2 copies | F
235513 |  | CCS | Extra Materials: Furnish two spare sets of furnace air filters. | F
235716 |  |  | CONVERTERS
235716 |  | SD | Fabrication details of converter floor supports
235716 |  | PD | Converters
235716 |  | QCS | Copy of Seismic Qualifications Certificate.
235716 |  | CCS | Extra Materials: Deliver one spare tube bundle for each size and type of converter | F
235717 |  |  | INSTANTANEOUS STEAM-WATER HEATER
235717 |  | PD | Instantaneous Steam-Water Heater
235717 |  | CCS | Operation and Maintenance Data - 2 copies | F
235717 |  | CCS | Manufacturer’s Warranty: Coil | F
235717 |  | CCS | Manufacturer’s Warranty: Shell | F
235717 |  | CCS | Manufacturer’s Warranty: Exceptions - Steam pressure Control Valve | F
235717 |  | CCS | Manufacturer’s Warranty: Exception - Standard one Year Warranty applies for other materials | F
235718 |  |  | STORAGE WATER HEATER
235718 |  | SD | Show fabrication details and details of structural steel supports.
235718 |  | PD | Storage water Heater
235718 |  | QCS | Test Reports
235718 |  | CCS | Operation and Maintenance Data - 2 copies | F
235718 |  | CCS | Warranty | F
235719 |  |  | WATER HEATER WITH LIMITED STORAGE
235719 |  | PD | Water Heater
235719 |  | CCS | Operation and maintenance Data - 2 copies | F
235733 |  |  | PREFABRICATED CHIMNEYS
235733 |  | PD | All Fuel Insulated Chimney
235733 |  | PD | Multi-wall Chimney
236000 |  |  | REFRIGERATION
236000 |  | PD | Refrigerant 12
236000 |  | PD | Refrigerant 22
236000 |  | PD | Refrigerant 502
236000 |  | PD | Condenser
236000 |  | PD | Self Contained Condensign Unit
236000 |  | PD | Cooling Coils
236000 |  | PD | Unit Coolers
236000 |  | PD | Floor Mounted Product Coolers
236000 |  | PD | Cooling Towers
236000 |  | PD | Refrigerant Receivers
236000 |  | PD | Evaporative Condenser
236000 |  | PD | Defrosting Systems
236000 |  | PD | Shelving
236000 |  | PD | Meat Tracking
236000 |  | PD | Overhead Weighing Track Scale
236000 |  | PD | Condensing Unit Racks
236000 |  | PD | Ice Makers
236000 |  | PD | Vibration Eliminators - Flexible Metal
236000 |  | PD | Filter Driers
236000 |  | PD | Moisture - Liquid Indicator
236000 |  | PD | Strainers
236000 |  | PD | Thermal Expansion Valves
236000 |  | PD | Solenoid Valves
236000 |  | PD | Crankcase Pressure Regulating Valve (Hold Back Valve)
236000 |  | PD | Condenser Water Regulating Valves
236000 |  | PD | Refrigerated Room Thermometers
236000 |  | PD | Pipeline Thermometers
236000 |  | PD | Pressure Gages
236000 |  | PD | Name Plates
236000 |  | PD | Controls and Instrumentation
236000 |  | QCS | Test Reports
236000 |  | CCS | Photgraphs | F
236000 |  | CCS | Operation and Maintenance Data - 2 copies | F
236000 |  | CCS | Extra Materials: Furnish one spare thermostatic element assembly for each size expansion valve installed | F
236000 |  | CCS | Extra Materials: Furnish a complete spare valve for each size thermal expansion valve installed. | F
236000 |  | CCS | Extra Materials: Furnish one charging cylinder with suitable valve wrench | F
236000 |  | CCS | Extra Materials: Furnish all special tools required to maintain the refrigeration equipment. | F
236000 |  | CCS | Extra Materials: Furnish all lubricants required to operate the equipment | F
236001 |  |  | REFRIGERANT VAPOR AND OXYGEN DEFICIENCY MONITORING SYSTEMS - FIXED
236001 |  | SD | Show location and spacing of monitors and sensors.
236001 |  | PD | Refrigerant vapor monitor and/or oxygen deficiency monitor.
236001 |  | PD | Remote sensor/transmitter units when required by manufacturer.
236001 |  | PD | Calibration kit.
236001 |  | PD | Alarm indicating appliances.
236001 |  | QCS | Certificates: Affidavit required under Quality Assurance Article.
236001 |  | QCS | Installer’s Qualifications Data
236001 |  | QCS | Company Field Advisor Data
236001 |  | CCS | Operation and Maintenance Data - 2 copies | F
236001 |  | CCS | Test Reports: Monitor Acceptance Test Report | F
236001 |  | CCS | Maintenance Service: A fully equipped authorized service organization | F
236001 |  | CCS | Extra Materials: One years supply of calibration gas and all necessary components to calibrate the monitor. | F
236001 |  | CCS | Special Tools: Monitor Calibration Kit | F
236416 |  |  | CENTRIFUGAL CHILLERS - WATER COOLED
236416 |  | PD | Positive Pressure System
236416 |  | PD | Sub Atmospheric System
236416 |  | PD | Microprocessor Based Control System
236416 |  | PD | Emergency Response Equipment
236416 |  | QCS | Certificates: Affidavit required under Quality Assurance Article.
236416 |  | QCS | Company Field Advisor Data
236416 |  | QCS | Copy of Seismic Qualifications Certificate
236416 |  | QCS | Facility Compatibility Submittals: Personal computer, software and networking for microprocessor control must be submitted to and be approved by the Facility Representative for compatibility with existing energy management systems prior to installation.
236416 |  | CCS | Operation and Maintenance Data - 2 copies | F
236416 |  | CCS | Test Reports: Chiller Package Acceptance Test Report | F
236416 |  | CCS | Maintenance Service: A fully equipped authorized service organization | F
236419 |  |  | RECIPROCATING WATER CHILLER
236419 |  | PD | Reciprocating water chiller
236419 |  | QCS | Copy of Seismic Qualifications Certificate.
236419 |  | CCS | Operation and Maintenance Data - 2 copies | F
237313 |  |  | AIR HANDLING UNITS
237413 |  | SD | Drawings for each size of factory fabricted roof curb - ROOFTOP
237313 |  | PD | Air Handling Unit
237313 |  | QCS | Copy of Seismic Qualifications Certificate
237313 |  | CCS | Operation and Maintenance Data - 2 copies | F
237313 |  | CCS | Maintenance Service- | F
237313 |  | CCS | Extra Materials: one spare set of air filters | F
238216 |  |  | COILS
238216 |  | SD | Certified shop drawings for all coils not furnished as part of factory prefabricated unitized mechanical equipment
238216 |  | PD | Heating coils
238216 |  | PD | Cooling Coils
238216 |  | QCS | Certificates
238219 |  |  | FAN COIL UNITS
238219 |  | SD | Detailed dimensional data for outside air intake box assembly
238219 |  | PD | Schedule
238219 |  | PD | Fan Coil Unit
238219 |  | QCS | Copy of Seismic Qualifications Certificate
238223 |  |  | UNIT VENTILATORS
238223 |  | PD | Unit Ventilators
238223 |  | CCS | Operation and Maintenance Data - 2 copies | F
238223 |  | CCS | Extra Materials: Furnish 2 spare sets of filters for each unit ventilator | F
238233 |  |  | CONVECTORS
238233 |  | PD | Schedule
238233 |  | PD | Convector Radiators
238236 |  |  | FINNED TUBE RADIATION
238236 |  | PD | Schedule
238236 |  | PD | Type A Enclosure (Standard)
238236 |  | PD | Type B Enclosure (Institutional)
238236 |  | PD | Type C Enclosure (Security)
238236 |  | PD | Type D Enclosure (Bare Element)
238236 |  | PD | Heating Elements
238236 |  | PD | Enclosure Mounting Devices
238236 |  | PD | Dampers
238236 |  | PD | Access Panels
238236 |  | PD | Enclosure Accessories
238236 |  | PD | Finish
238236 |  | PD | Fasteners
238236 |  | QCS | Certificate: Affidavit required under QUALITY ASSURANCE Article.
238236 |  | CCS | Special Tools: One tool for each type and size vandal resistant fastener | F
238237 |  |  | BASEBOARD FINNED TUBE RADIATORS
238237 |  | PD | Baseboard Radiators
238237 |  | QCS | IBR Directory
238239 |  |  | UNIT HEATERS
238239 |  | SD | Detailed dimensional data for outside air intake box assembly.
238239 |  | PD | Schedule
238239 |  | PD | Propeller Type Unit Heater
238239 |  | PD | Cabinet Type Unit Heater
238239 |  | QCS | Copy of Seismic Qualifications Certificate

## Div.26
SUBMITTALS FOR APPROVAL |  |  |  | Send to: | Critical Submittals | Contractor's Projected Dates Allow at least 4 weeks for Approval (allows time for any resubmission)
Spec Section | Sub Section | Type | Description | F | Mark "X" for all that apply | Projected Transmittal Date: | Projected Approval Date: | Projected Delivery Date:
F/O
D
260221 |  |  | MOTORS AND MOTOR CONTROLLERS
260221 |  | PACK | Submit the product data, and quality control submittals specified below at the same time as a package
260221 |  | PD | Motor Controllers - Identify each controller for use with corresponding motor
260221 |  | PD | Motor Controllers - Describe overload devices
260221 |  | PD | Motor Controllers - Enumerate and describe all accessories
260221 |  | PD | All Motors - Catalog sheets, specifications and installation instructions
260221 |  | PD | All Motors - Data proving that voltage rating of each motor is in accordance with specified NEMA standard motor voltage
260221 |  | PD | All Motors - Data proving that the service factor and temperature rise for the motor’s insulation system conforms to NEMA standards for each motor’s specific application.
260221 |  | PD | All Motors - Data proving that the motor efficiency rating conforms to NEMA testing and marking standards MG1-12.54 and 12.55.
260221 |  | PD | Additional Data for Motors Controlled by Solid State or Adjustable Speed Motor Controllers - Data proving that the motor has been designed for use with associated controller
260221 |  | PD | Additional Data for Motors Controlled by Solid State or Adjustable Speed Motor Controllers - Data proving that the motor has been designed for use with DC injection braking
260221 |  | PD | Additional Data for Motors 50 HP and Larger: Certified report of manufacturer’s routine tests
260221 |  | QCS | Harmonic analysis report
260221 |  | QCS | Company Field Advisor Data
260221 |  | CCS | System acceptance test report | F
260221 |  | CCS | Certificate: Affidavit, signed by the Company Field Advisor and notarized | F
260221 |  | CCS | Operation and Maintenance Data - 2 copies | F
260221 |  | CCS | Nameplates | F
260221 |  | CCS | Service Availability: A fully equipped service organization shall be available to service the completed Work | F
260501 |  |  | BASIC ELECTRICAL MATERIALS AND METHODS
260501 |  | PD | Rigid Ferrous Metal Conduit
260501 |  | PD | Intermediate Ferrous Metal Conduit
260501 |  | PD | Electrical Metallic Tubing
260501 |  | PD | Flexible Metal Conduit
260501 |  | PD | Liquid-tight Flexible Metal Conduit
260501 |  | PD | Surface Metal Raceway, Fittings and Accessories
260501 |  | PD | Wireways, Fittings and Accessories
260501 |  | PD | Insulated Bushings, Plastic Bushings, and Insulated Grounding Bushings
260501 |  | PD | Connectors and Couplings
260501 |  | PD | Conduit Bodies (Threaded)
260501 |  | PD | Expansion Fittings
260501 |  | PD | Deflection Fittings
260501 |  | PD | Sealing Fittings
260501 |  | PD | Sealant for Raceways Exposed to Different Temperatures
260501 |  | PD | Vertical Conductor Supports
260501 |  | PD | Galvanized Steel Outlet Boxes
260501 |  | PD | Galvanized Steel Junction and Pull Boxes
260501 |  | PD | Threaded Type Boxes
260501 |  | PD | Specific Purpose Outlet Boxes
260501 |  | PD | Outlet Boxes and Related Products for Fire Rated Construction:
260501 |  | PD | Conductors and Accessories
260501 |  | PD | Wiring Devices
260501 |  | PD | Supporting Devices
260501 |  | PD | Safety Switches (Single Throw)
260501 |  | PD | Grounding and Bonding
260501 |  | PD | Nameplates and Tags
260501 |  | EPD | Environmental Product Declaration
260502 |  |  | BASIC ELECTRICAL MATERIALS AND METHODS FOR DIRECT DIGITAL BUILDING CONTROL SYSTEM
260502 |  | PD | Statement from the Company producing the system, for each size and type of cable proposed for communication bus use, indicating that the electrical characteristics meet the requirements of the Company
260502 |  | PD | For fire rated construction, prove that materials and installation methods proposed for use are in accordance with the listing requirements of the classified construction
260502 |  | PD | Rigid Ferrous Metal Conduit
260502 |  | PD | Intermediate Ferrous Metal Conduit
260502 |  | PD | Electrical Metallic Tubing
260502 |  | PD | Flexible Metal Conduit
260502 |  | PD | Liquid-tight Flexible Metal Conduit
260502 |  | PD | Surface Metal Raceway, Fittings and Accessories
260502 |  | PD | Wireways, Fittings and Accessories
260502 |  | PD | Insulated Bushings, Plastic Bushings, Insulated Grounding Bushings
260502 |  | PD | Connectors and Couplings
260502 |  | PD | Conduit Bodies (Threaded)
260502 |  | PD | Expansion Fittings
260502 |  | PD | Deflection Fittings
260502 |  | PD | Sealing Fittings
260502 |  | PD | Sealant for Raceways Exposed to Different Temperatures
260502 |  | PD | Vertical Conductor Supports
260502 |  | PD | Galvanized Steel Boxes For Concealed Work
260502 |  | PD | Galvanized Steel Junction and Pull Boxes For Exposed Work
260502 |  | PD | Threaded Type Boxes For Exposed Work
260502 |  | PD | Specific Purpose Outlet Boxes
260502 |  | PD | Outlet Boxes and Related Products for Fire Rated Construction
260502 |  | PD | Conductors and Accessories
260502 |  | PD | "C" Beam Clamps
260502 |  | PD | Pipe Straps
260502 |  | PD | Pipe Clamps
260502 |  | PD | Supporting Fastener (Metal Sud Construction)
260502 |  | EPD | Environmental Product Declaration
260504 |  |  | WIRING FOR AUTOMATIC SLIDING DOOR SYSTEMS
260504 |  | SD | Composit Wiring and/or schematic diagrams of the complete system as proposed to be installed (standard diagrams will not be accepted).
260504 |  | PD | Rigid Ferrous Metal Conduit
260504 |  | PD | Flexible Metal Conduit
260504 |  | PD | Insulated Bushings, Plastic Bushings, Insulated Grounding Bushings
260504 |  | PD | Connectors and Couplings
260504 |  | PD | Conductors (600 Volts and Under) and Accessories
260504 |  | PD | Outlet, Unction and Pullboxes
260504 |  | PD | Supporting Devices
260505 |  |  | WIRING FOR GATE SYSTEMS
260505 |  | PACK | Submit the product data and the shop drawings specified below all at the same time as a package
260505 |  | SD | Show switches, controls, motors, and other electrical components
260505 |  | PD | Rigid Ferrous Metal Conduit
260505 |  | PD | Flexible Metal Conduit
260505 |  | PD | Liquid-tight Flexible Metal Conduit
260505 |  | PD | Insulated Bushing
260505 |  | PD | Plastic Bushings for 1/2 and 3/4 inch conduit
260505 |  | PD | Connectors and Couplings
260505 |  | PD | Conduit Bodies (Threaded)
260505 |  | PD | Expansion Fittings
260505 |  | PD | Galvanized Steel Boxes For Concealed Work
260505 |  | PD | Galvanized Steel Junction and Pull Boxes For Exposed Work
260505 |  | PD | Threaded Type Boxes for Exposed Work
260505 |  | PD | Specific Purpose Outlet Boxes
260505 |  | PD | Conductors (600 Volts and Under)
260505 |  | PD | Supporting Devices
260505 |  | PD | Markers
260505 |  | CCS | Operation and Maintenance Data: Deliver 2 copies | F
260506 |  |  | WIRING FOR DETENTION EQUIPMENT
260506 |  | PACK | Submit the product data and the shop drawings specified below all at the same time as a package
260506 |  | PD | Rigid Ferrous Metal Conduit
260506 |  | PD | Flexible Metal Conduit
260506 |  | PD | Liquid-tight Flexible Metal Conduit
260506 |  | PD | Insulated Bushing
260506 |  | PD | Plastic Bushings for 1/2 and 3/4 inch conduit
260506 |  | PD | Connectors and Couplings
260506 |  | PD | Conduit Bodies (Threaded)
260506 |  | PD | Expansion Fittings
260506 |  | PD | Galvanized Steel Boxes For Concealed Work
260506 |  | PD | Galvanized Steel Junction and Pull Boxes For Exposed Work
260506 |  | PD | Threaded Type Boxes for Exposed Work
260506 |  | PD | Specific Purpose Outlet Boxes
260506 |  | PD | Conductors (600 Volts and Under)
260506 |  | PD | Supporting Devices
260506 |  | PD | Markers
260506 |  | CCS | Operation and Maintenance Data: Deliver 2 copies | F
260512 |  |  | PRIMARY WIRING - 5KV NOMINAL
260512 |  | PACK | Submit the data specified below for preliminary approval all at the same time as a package. After preliminary approval, submit the data and samples specified below for final approval all at the same time as a package.
260512 |  | PD | Preliminary Approval - Complete manufacturer’s construction details and specifications
260512 |  | PD | Preliminary Approval - Overall dimension and ampacity of cable
260512 |  | PD | Preliminary Approval - Splicing and termination data
260512 |  | PD | Preliminary Approval - ethylene-propylene rubber insulated cable - furnish cable manufacturer's certified copies of the AEIC qualification test
260512 |  | PD | Final Approval - Cable manufacturer’s certified test data
260512 |  | PD | Final Approval - Two foot samples of each cable
260512 |  | PD | Final Approval - Samples of splicing and termination materials
260512 |  | PD | Final Approval - Written statement from cable manufacturer indicating recommended pulling compounds
260512 |  | PD | Final Approval - Resume of each cable splicer’s experience
260512 |  | PD | Final Approval - Company Field Advisor Data
260512 |  | PD | Cable
260512 |  | PD | Splices
260512 |  | PD | Cable Dead Ends (Full Voltage)
260512 |  | PD | Accessories
260512 |  | CCS | Test Reort | F
260512 |  | CCS | Certificates: certifying that the cable has been installed in accordance with the manufacturer’s recommendations and is operating properly | F
260512 |  | CCS | Certificate: certifying that the splices and terminations were constructed in accordance with the manufacturer’s recommendations and are operating properly | F
260512 |  | CCS | Special Tools: Furnish One set of special tools for the assembly of premolded splices | F
260513 |  |  | PRIMARY WIRING - 15KV NOMINAL
260513 |  | PACK | Submit the data specified below for preliminary approval all at the same time as a package. After preliminary approval, submit the data and samples specified below for final approval all at the same time as a package
260513 |  | PD | Preliminary Approval - Specification Section and Subsection at the top of each Catalog Sheet, Specifications and Installation Instructions.
260513 |  | PD | Preliminary Approval - Complete manufacturer’s construction details and specifications for the cables, including physical and electrical characteristics of insulation, shields and jackets
260513 |  | PD | Preliminary Approval - Overall dimension and ampacity of cable
260513 |  | PD | Preliminary Approval - Splicing and termination data - Bill of Materials
260513 |  | PD | Preliminary Approval - Splicing and termination data
260513 |  | PD | Preliminary Approval - If ethylene-propylene rubber insulated cable is proposed for use, furnish cable manufacturer’s certified copies of the AEIC qualification test for the cable being proposed
260513 |  | PD | Final Approval - Cable manufacturer’s certified test data from tests performed on the completed cable
260513 |  | PD | Final Approval - Two foot samples of each cable, taken from reel at jobsite prior to installation - The maximum voltage at which the conductor is designed to be used
260513 |  | PD | Final Approval - Two foot samples of each cable - Date of Manufacture
260513 |  | PD | Final Approval - Two foot samples of each cable - Entire factory packaged kit if splice or termination is of the kit type.
260513 |  | PD | Final Approval - Samples of splicing and termination materials - Full roll of all tapes in original box or container
260513 |  | PD | Final Approval - Samples of splicing and termination materials - Other materials in sufficient quantity to construct a complete splice and labeled for identification
260513 |  | PD | Final Approval - Samples of splicing and termination materials - Entire factory packaged kit if splice or termination is of the kit type
260513 |  | PD | Final Approval - Written statement from cable manufacturer indicating recommended pulling compounds
260513 |  | PD | Final Approval - Certificate of Training from Medium Voltage service group. Training to include - Detailed instruction on cable construction and how it relates to cable splices terminations and the use of separable connectors: loadbreak and dead break
260513 |  | PD | Final Approval - Certificate of Training from Medium Voltage service group. Training to include - Detailed instruction on how to prepare cable for the installation of live front terminations, inline splices and for all separable splices and dead front equipment terminations
260513 |  | PD | Final Approval - Certificate of Training from Medium Voltage service group. Training to include - Hands on training for cable preparation and cable accessory installation, operation of all separable splices and equipment connectors
260513 |  | PD | Final Approval - Certificate of Training from Medium Voltage service group. Training to include - Complete report of training services performed for the job and contracted lineman, the type and size of cable used, and the appropriate part numbers for the accessory connections as required from section A, B, and C
260513 |  | PD | Final Approval - Certificate of Training from Medium Voltage service group. Training to include - Report recommended method and test voltage levels for proof test.
260513 |  | PD | Final Approval - Resume of each cable splicer’s experience. Include Details of type of high voltage splicing and terminations performed:
260513 |  | PD | Final Approval - Resume of each cable splicer’s experience. Include: Types of cables which were spliced
260513 |  | PD | Final Approval - Resume of each cable splicer’s experience. Include: Job locations
260513 |  | PD | Final Approval - Resume of each cable splicer’s experience. Include: Number of years performing splices and terminations
260513 |  | PD | Final Approval - Resume of each cable splicer’s experience. Include: Certificate of training from the splice/termination manufacturer for heat-shrinkable products
260513 |  | PD | Final Approval - Catalog sheets, specifications and installation instructions for all products
260513 |  | PD | Final Approval - Company Field Advisor Data
260513 |  | PD | Cables
260513 |  | PD | Terminations
260513 |  | PD | Splices
260513 |  | PD | Dead Front Equipment Connections
260513 |  | PD | Cable Dead Ends (Full Voltage)
260513 |  | PD | Accessories
260513 |  | CCS | Test Report | F
260513 |  | CCS | Certificate - Affidavit, signed by the cable manufacturer’s Company Field Advisor and notarized, certifying that the cable has been installed in accordance with the manufacturer’s recommendations and is operating properly. | F
260513 |  | CCS | Certificate - Affidavit, signed by the cable manufacturer’s Company Field Advisor and notarized, certifying that the cable has been installed in accordance with the manufacturer’s recommendations and is operating properly. | F
260513 |  | CCS | Special Tools: Furnish one set of special tools for the assembly of premolded splices (if used). Store them at the Site where directed | F
260514 |  |  | PRIMARY WIRING - 35KV NOMINAL
260514 |  | PACK | Submit the data specified below for preliminary approval all at the same time as a package. After preliminary approval, submit the data and samples specified below for final approval all at the same time as a package
260514 |  | PD | Preliminary Approval - Complete manufacturer’s construction details and specifications for the cables, including physical and electrical characteristics of insulation, shields and jackets
260514 |  | PD | Preliminary Approval - Overall dimension and ampacity of cable
260514 |  | PD | Preliminary Approval - Splicing and termination data
260514 |  | PD | Preliminary Approval - If ethylene-propylene rubber insulated cable is proposed for use, furnish cable manufacturer’s certified copies of the AEIC qualification test for the cable being proposed
260514 |  | PD | Preliminary Approval - Electric Utility Company Approval
260514 |  | PD | Final Approval - Electric utility company letter indicating approval
260514 |  | PD | Final Approval - Cable manufacturer's certified test data
260514 |  | PD | Final Approval - Two foot samples of each cable - The maximum voltage at which the conductor is designed to be used.
260514 |  | PD | Final Approval - Two foot samples of each cable - Date of manufacture
260514 |  | PD | Final Approval - Samples of splicing and termination materials - Full roll of all tapes in original box or container, with the date of manufacture
260514 |  | PD | Final Approval - Samples of splicing and termination materials - Other materials in sufficient quantity to construct a complete splice and labeled for identification
260514 |  | PD | Final Approval - Samples of splicing and termination materials - Entire factory packaged kit
260514 |  | PD | Final Approval - Written statement from cable manufacturer indicating recommended pulling compounds
260514 |  | PD | Final Approval - Resume of each cable splicer’s experience.
260514 |  | PD | Cables
260514 |  | PD | Terminations
260514 |  | PD | Splices
260514 |  | PD | Accessories
260514 |  | PD | Final Approval - Catalog sheets, specifications and installation instructions for all products
260514 |  | PD | Final Approval - Company Field Advisor Data
260514 |  | CCS | Test Report | F
260514 |  | CCS | Certificate - Affidavit, signed by the cable manufacturer’s Company Field Advisor and notarized, certifying that the cable has been installed in accordance with the manufacturer’s recommendations and is operating properly. | F
260514 |  | CCS | Certificate - Affidavit, signed by the cable manufacturer’s Company Field Advisor and notarized, certifying that the cable has been installed in accordance with the manufacturer’s recommendations and is operating properly. | F
260514 |  | CCS | Special Tools: Furnish one set of special tools for the assembly of premolded splices | F
260516 |  |  | 600 VOLT ALUMINUM ALLOY FEEDER CABLES
260516 |  | PACK | Submit the shop drawings, product data, samples, and quality control submittals specified below at the same time as a package
260516 |  | SD | One line drawings showing redesign of the system to accommodate aluminum alloy feeders
260516 |  | SD | Complete manufacturer’s construction details and specifications for the cables, including physical and electrical characteristics of insulation and jackets, overall dimension of cable and ampacity.
260516 |  | PD | Insulated Conductors
260516 |  | PD | Connectors
260516 |  | PD | Conductor Termination Compound
260516 |  | PD | Tapes
260516 |  | PD | Hardware for Terminating Cable to Bus
260516 |  | PD | Wire-Pulling Compounds
260516 |  | PD | Tags
260516 |  | SAM | Two 2-foot samples of each type cable
260516 |  | SAM | Samples of splicing and termination materials
260516 |  | QCS | Company Field Advisor Data
260519 |  |  | WIRING, GENERAL - 600 VOLTS AND UNDER
260519 |  | SD | For Electrical Circuit Protective Systems: Show proposed routes and installation details (include UL classification data, listing, and system number)
260519 |  | PD | Insulated Conductors and Cables
260519 |  | PD | Electrical Circuit Protective System
260519 |  | PD | Connectors
260519 |  | PD | Tapes
260519 |  | PD | Wire Pulling Compounds
260519 |  | PD | Tags
260519 |  | PD | Wire Management Products
260523 |  |  | WIRING FOR MOTORS AND MOTOR CONTROLLERS
260523 |  | SD | Complete wiring diagrams of all power and control connections (Standard diagrams will not be accepted).
260523 |  | SD | Complete wiring diagrams of all power and control connections (Standard diagrams will not be accepted)
260523 |  | PD | Raceways, Fittings and Accessories
260523 |  | PD | Outlet/Device, Junction and Pull Boxes
260523 |  | PD | Conductors and Accessories
260523 |  | PD | “C” Beam Clamps
260523 |  | PD | Pipe Straps
260523 |  | PD | Pipe Clamps
260523 |  | PD | Supporting Fastener (Metal Stud Construction)
260526 |  |  | SERVICE GROUNDING AND BONDING
260526 |  | PD | Ground Clamps (Cable to Pipe)
260526 |  | PD | Ground Clamps (Cable to Rod)
260526 |  | PD | Ground Lugs
260526 |  | PD | Exothermic Type Weld
260526 |  | PD | Compression Connectors
260526 |  | PD | Rod Electrodes
260526 |  | PD | Plate Electrodes
260526 |  | PD | Grounding Electrode Conductors and Bonding Conductors
260526 |  | PD | Hardware
260529 |  |  | FASTENERS, ATTACHMENTS, AND SUPPORTING DEVICES
260529 |  | SD | Show support details if different from methods specified or shown on the drawings.
260529 |  | PD | Sleeve Anchors
260529 |  | PD | Wedge Anchors
260529 |  | PD | Self-Drilling Anchors
260529 |  | PD | Non-Drilling Anchors
260529 |  | PD | Stud Anchors
260529 |  | PD | Continuous Slotted Type Concrete Insert, Galvanized
260529 |  | PD | Threaded Type Concrete Insert
260529 |  | PD | Wedge Type Concrete Insert
260529 |  | PD | Standard Nuts and Bolts
260529 |  | PD | Lag Screws
260529 |  | PD | Machine Bolts
260529 |  | PD | Wood Screws
260529 |  | PD | Plain Washers
260529 |  | PD | Lock Washers
260529 |  | PD | Toggle Bolts
260529 |  | PD | Stainless Steel Fasteners
260529 |  | PD | TPR Fasteners
260529 |  | PD | Powder Driven Fastener Systems
260529 |  | PD | Hanger Rods
260529 |  | PD | "C" Beam Clamps with Conduit Hangers
260529 |  | PD | "C" Beam Clamps for Hanger Rods
260529 |  | PD | Channel Support System
260529 |  | PD | Side Beam Fittings
260529 |  | PD | Pipe Straps
260529 |  | PD | Deck Clamps
260529 |  | PD | Fixture Stud and Strap
260529 |  | PD | Supporting Fittings for Pendent Mounted Industrial Type Fluorescent Fixtures on Exposed Conduit System
260529 |  | PD | Supporting Fasteners (Metal Stud Construction)
260531 |  |  | EXPOSED CONDUIT - WET LOCATIONS
260531 |  | PD | Rigid Ferrous Metal Conduit
260531 |  | PD | Liquid-tight Flexible Metal Conduit
260531 |  | PD | Rigid Nonmetallic PVC Conduit, Fittings, and Accessories
260531 |  | PD | Plastic Coated Rigid Metal Conduit, Fittings, and Accessories
260531 |  | PD | Connectors and Couplings - Couplings (For Rigid Metal Conduit)
260531 |  | PD | Connectors and Couplings - Watertight Conduit Hubs
260531 |  | PD | Connectors and Couplings - Liquid-tight Flexible Metal Conduit Connectors
260531 |  | PD | Conduit Bodies (Threaded)
260531 |  | PD | Expansion Fittings
260531 |  | PD | Deflection Fittings
260531 |  | PD | Sealing Fittings - Horizontal
260531 |  | PD | Sealing Fittings - Vertical with Drain
260531 |  | PD | Sealing Fittings - Other Type Fittings
260531 |  | PD | Service Entrance Caps/Heads
260531 |  | PD | Vertical Conductor Supports
260531 |  | PD | Conduit Clamps and Back Spacers
260531 |  | PD | Drains and Breathers
260531 |  | EPD | Environmental Product Declaration
260531 |  | CCS | Spare Parts: Touch up coating compound for plastic coated rigid metal conduit (one spray type can and one non-spray can with brush top) | F
260532 |  |  | INTERIOR RACEWAYS, FITTINGS, AND ACCESSORIES
260532 |  | PD | Rigid Ferrous Metal Conduit
260532 |  | PD | Intermediate Ferrous Metal Conduit
260532 |  | PD | Electrical Metallic Tubing
260532 |  | PD | Flexible Metal Conduit
260532 |  | PD | Liquid-tight Flexible Metal Conduit
260532 |  | PD | Rigid Nonmetallic PVC Conduit, Fittings, and Accessories
260532 |  | PD | Surface Metal Raceway, Fittings and Accessories
260532 |  | PD | Multioutlet Assembly, Fittings and Accessories
260532 |  | PD | Wireways, Fittings and Accessories
260532 |  | PD | Plastic Coated Rigid Metal Conduit, Fittings, and Accessories
260532 |  | PD | Chrome Plated Conduit and Fittings
260532 |  |  | Stainless Steel Conduit and Fittings
260532 |  | PD | Insulated Bushings
260532 |  | PD | Plastic Bushings for 1/2 and 3/4 Inch Conduit
260532 |  | PD | Insulated Grounding Bushings
260532 |  | PD | Connectors and Couplings
260532 |  | PD | Conduit Bodies (Threaded)
260532 |  | PD | Expansion Fittings
260532 |  | PD | Deflection Fittings
260532 |  | PD | Hazardous Location Fittings
260532 |  | PD | Sealant for Raceways Exposed to Different Temperatures
260532 |  | PD | Vertical Conductor Supports
260532 |  | PD | Pulling-In-Line For Installation in Spare and Empty Raceways
260532 |  | EPD | Environmental Product Declaration
260532 |  | CCS | Spare Parts: Touch up coating compound for plastic coated rigid metal conduit (one spray type can and one non-spray can with brush top) | F
260534 |  |  | OUTLET, JUNCTION, AND PULL BOXES
260534 |  | PD | Galvanized Steel Outlet Boxes
260534 |  | PD | Galvanized Steel Junctions and Pull Boxes
260534 |  | PD | Threaded Type Boxes
260534 |  | PD | Corrosion Resistant Boxes
260534 |  | PD | Specific Purpose Boxes
260534 |  | PD | Finishing Collar
260534 |  | PD | Combination Finishing Collar/Outlet Box
260534 |  | PD | Floor Outlet for Cast-In-Place Concrete Construction
260534 |  | PD | Outlet Boxes and Related Products for Fire Rated Construction
260535 |  |  | CHANNEL SUPPORT RACEWAY SYSTEM WITH FLAT CABLE ASSEMBLY
260535 |  | PD | Flat Cable Assembly (Type FC)
260535 |  | PD | Channel Support Raceway System
260539 |  |  | UNDERFLOOR RACEWAY SYSTEM
260539 |  | PACK | Submit the product data, shop drawings, and samples specified below all at the same time as a package.
260539 |  | SD | Show details of the complete system as proposed to be installed (standard drawings will not be acceptable)
260539 |  | PD | Underfloor Duct System
260539 |  | PD | Cellular Metal Floor Raceway
260539 |  | PD | Cellular Concrete Floor or Roof Raceway
260539 |  | EPD | Environmental Product Declaration
260539 |  | SAM | One of each product if different from manufacturer or catalog number specified
260542 |  |  | CLEANING UNDERGROUND CONDUITS
260542 |  | CCS | Final Report | F
260543 |  |  | UNDERGROUND CONDUIT SYSTEM
260543 |  | PD | Rigid Ferrous Metal Conduit
260543 |  | PD | Rigid Nonmetallic Conduit And Fittings (Concrete Encased)
260543 |  | PD | Plastic Coated Rigid Metal Conduit, Fittings and Accessories
260543 |  | PD | Conduit Spacers and Levelers
260543 |  | PD | Duct Seal
260543 |  | PD | Drag Line
260543 |  | PD | Thru Wall Sealing Bushings
260543 |  | PD | End Bells
260543 |  | PD | Insulated Grounding Bushings
260543 |  | EPD | Environmental Product Declaration
260549 |  |  | CONCRETE PADS FOR EQUIPMENT
260549 |  | PACK | Submit product data for design mix and materials for concrete specified below at the same time as a package
260549 |  | SD | Placing drawings for bar reinforcement
260549 |  | PD | Concrete design mix with name and location of batching plant
260549 |  | PD | Portland Cement: Brand and manufacturer's name
260549 |  | PD | Fly Ash: Name and location of source, and DOT test numbers
260549 |  | PD | Air-Entraining Admixture: Brand and manufacturer's name
260549 |  | PD | Aggregates: Name and location of source, and NYS test numbers
260549 |  | PD | Bonding Agent (Adhesive): Brand and manufacturer's name, and preparation and application instructions
260549 |  | EPD | Environmental Product Declaration
260549 |  | SAM | Fabric Reinforcement: 8 inches square
260549 |  | SAM | Bar Supports: Full size
260549 |  | QCS | Certificates: Bar reinforcement manufacturer's certification that bar material conforms with ASTM A 615 and specified grade
260924 |  |  | AUTOMATIC LIGHTING CONTROLS
260924 |  | PACK | Submit the shop drawings, and the product data specified below at the same time as a package.
260924 |  | SD | Wiring and/or schematic diagram of the control circuits as proposed to be installed (standard diagrams will not be accepted
260924 |  | PD | Photoelectric Control
260924 |  | PD | Time Controls - 24 Hour Dial
260924 |  | PD | Time Controls - 7 Day Calendar Dial
260924 |  | PD | Time Controls - Astronomic Dial
260924 |  | PD | Remote Control Switches
260925 |  |  | OCCUPANCY SENSORS FOR LIGHTING CONTROL
260925 |  | PACK | Submit the shop drawings, and the product data specified below at the same time as a package
260925 |  | SD | For Sensor Systems - Composite wiring and/or schematic diagram of each control circuit as proposed to be installed (standard diagrams will not be accepted).
260925 |  | SD | For Sensor Systems - Scale drawing for each area showing exact location of each sensor, switching module, and on-off-auto switch.
260925 |  | PD | Infrared Wall Switch
260925 |  | PD | Infrared Wall or Ceiling Mounted Sensor System
260925 |  | PD | Ultra Sonic Wall Switch
260925 |  | PD | Ultra Sonic Ceiling Mounted Sensor System
260925 |  | PD | Wall Mounted Infrared/Ultrasonic Dual Sensor System
260925 |  | CCS | Spare Parts: ____ of each switch module | F
260961 |  |  | AUDITORIUM AND STAGE LIGHTING CONTROL SYSTEM
260961 |  | PACK | Submit the shop drawings, product data, and quality control submittals specified below at the same time as a package
260961 |  | SD | Composite wiring and/or schematic diagrams of the complete system as proposed to be installed (standard diagrams will not be accepted.
260961 |  | SD | Details of fabricated junction and pull boxes showing interconnection details between new system components and existing wiring and raceways.
260961 |  | PD | Portable Control Console
260961 |  | PD | Remote Control Station
260961 |  | PD | Dimmerboard
260961 |  | PD | Panic Switches
260961 |  | PD | Fabricated Junction and Pull Boxes
260961 |  | PD | Accessories
260961 |  | PD | Bill of Materials
260961 |  | PD | Detailed description of system operation. Format similar to SYSTEM DESCRIPTION
260961 |  | PD | Name, address and telephone number of nearest fully equipped service organization
260961 |  | QCS | Company Field Advisor Data
260961 |  | CCS | System acceptance test report | F
260961 |  | CCS | Certificate: Affidavit, signed by the Company Field Advisor and notarized, certifying that the system meets the contract requirements and is operating properly | F
260961 |  | CCS | Operation and Maintenance Data: Deliver 2 copies, | F
260961 |  | CCS | Spare Parts: 50 percent spare of each type fuse | F
260961 |  | CCS | Spare Parts: Eight 2.4KW dimmers with integral 20A main circuit breakers | F
260961 |  | CCS | Spare Parts: Four cassettes | F
261214 |  |  | TRANSFORMERS - OVERHEAD DISTRIBUTION
261214 |  | PACK | For Transformers Rated 75KVA and Below: Submit the product data, shop drawings, and quality control submittals specified below at the same time as a package
261214 |  | PACK | For Transformers Rated Over 75KVA: Submit the product data, shop drawings, and quality control submittals preliminary data specified below at the same time as a package
261214 |  | SD | Show the internal winding connections required to obtain the system voltage and full transformer KVA transformer capacity.
261214 |  | SD | Show how the external primary and secondary connections are to be field connected to obtain the required system voltage.
261214 |  | PD | Single Phase Overhead Distribution Transformers
261214 |  | QCS | Each Transformer: Submit data certifying that the internal coil windings will be factory connected to suit transformer configuration indicated on the drawings
261214 |  | QCS | Transformers Rated 75KVA and Below: Submit certified report of the Company’s routine commercial ANSI/IEEE tests for each type transformer. Test report format shall be NEMA “Transformer Test Report
261214 |  | QCS | Transformers Rated Over 75KVA: Preliminary Data: Submit certified report of the Company’s standard tests for each type transformer. Test report format shall be NEMA “Transformer Test Report”.
261214 |  | QCS | Transformers Rated Over 75KVA: Final Approval: After approval of preliminary data and after construction of transformers, make routine commercial ANSI/IEEE tests at the factory on the actual transformers and submit certified test reports. Test report format shall be NEMA “Transformer Test Report”.
261214 |  | CCS | Operation and Maintenance Data: Deliver 2 copies, covering the installed products, to the Director’s Representative. | F
261216 |  |  | TRANSFORMERS - DRY TYPE, OVER 600V
261216 |  | PACK | Dry Type Transformers - For Transformers Rated 75KVA and Below: Submit the product data and quality control submittals specified below at the same time as a package.
261216 |  | PACK | Dry Type Transformers - For Transformers Rated Over 75KVA: Submit the product data, and quality control submittals preliminary data specified below at the same time as a package
261216 |  | PD | Dry Type Transformer
261216 |  | QCS | Transformers Rated 75KVA and Below: Submit certified report of the Company’s routine commercial NEMA tests for each type transformer.
261216 |  | QCS | Transformers Rated over 75KVA: Preliminary Data: Submit certified report of the Company’s standard tests for each type transformer.
261216 |  | QCS | Transformers Rated over 75KVA: Final Approval: After approval of preliminary data and after construction of transformers, make routine commercial NEMA tests at the factory on the actual transformers and submit certified test reports
261216 |  | CCS | Operation and Maintenance Data: Deliver 2 copies | F
261219-SP |  |  | TRANSFORMERS - PAD MOUNTED - SINGLE PHASE
261219-SP |  | PACK | Submit the product data, and quality control submittals specified below at the same time as a package
261219-SP |  | PD | Proof that enclosure integrity and finish meets latest ANSI C57.12.28, or C57.12.29 (as specified).
261219-SP |  | PD | Single Phase Compartmental Pad Mounted Transformers
261219-SP |  | PD | Single Phase Flip Top Hood Pad Mounted Transformers
261219-SP |  | QCS | Submit certified report of the Company’s routine commercial ANSI/IEEE tests for each type transformer. Test report format shall be NEMA “Transformer Test Report”.
261219-SP |  | CCS | Operation and Maintenance Data: Deliver 2 copies | F
261219-3P |  |  | TRANSFORMERS - PAD MOUNTED - THREE PHASE
261219-3P |  | PACK | For Transformers Rated 75KVA and Below: Submit the product data, and quality control submittals specified below at the same time as a package.
261219-3P |  | PACK | For Transformers Rated over 75KVA: Submit the product data, and quality control submittals preliminary data specified below at the same time as a package
261219-3P |  | PD | Proof that enclosure integrity and finish meets latest specified ANSI C57.12.28, or C57.12.2.
261219-3P |  | PD | For Less-Flammable Liquid-Insulated Transformers: Proof of UL listing, including details required for the installation to comply with the listing.
261219-3P |  | PD | Three Phase Compartmental Pad Mounted Transformers
261219-3P |  | PD | Proof that enclosure integrity and finish meets latest specified ANSI C57.12.28, or C57.12.2.
261219-3P |  | PD | For Less-Flammable Liquid-Insulated Transformers: Proof of UL listing, including details required for the installation to comply with the listing
261219-3P |  | QCS | Transformers Rated 75KVA and Below: Submit certified report of the Company’s routine commercial ANSI/IEEE tests for each type transformer. Test report format shall be NEMA “Transformer Test Report”.
261219-3P |  | QCS | Transformers Rated Over 75KVA: Preliminary Data: Submit certified report of the Company’s standard tests for each type transformer. Test report format shall be NEMA “Transformer Test Report”.
261219-3P |  | QCS | Transformers Rated Over 75KVA: Final Approval: After approval of preliminary data and after construction of transformers, make routine commercial ANSI/IEEE tests at the factory on the actual transformers and submit certified test reports. Test report format shall be NEMA “Transformer Test Report”.
261219-3P |  | CCS | Operation and Maintenance Data: Deliver 2 copies | F
261220 |  |  | TRANSFORMERS - STATION TYPE
261220 |  | PACK | Submit the shop drawings, product data, and quality control submittals preliminary data specified below at the same time as a package - Electric Utility Company Approval
261220 |  | SD | Show installation details including primary and secondary connections
261220 |  | SD | Show key interlocking system.
261220 |  | PD | Proof that enclosure integrity and finish meets latest ANSI C57.12.28, or C57.12.29 (as specified).
261220 |  | PD | For Less-Flammable Liquid-Insulated Transformers: Proof of UL listing, including details required for the installation to comply with the listing.
261220 |  | PD | Station Type Transformers
261220 |  | QCS | Preliminary Data: Submit certified report of the Company’s standard tests for the transformers. Test report format shall be NEMA “Transformer Test Report”.
261220 |  | QCS | Final Approval: After approval of preliminary data and after construction of transformers, make routine commercial ANSI/IEEE tests at the factory on the actual transformers and submit certified test reports. Test report format shall be NEMA “Transformer Test Report”.
261220 |  | CCS | Operation and Maintenance Data: Deliver 2 copies | F
261221 |  |  | REPLACE LOAD CENTER UNIT SUBSTATION TRANSFORMER
261221 |  | PACK | Submit the shop drawings, product data, shop drawings, and quality control submittals preliminary data specified below at the same time as a package.
261221 |  | SD | Show installation details including primary and secondary bus connections to existing load center unit substation.
261221 |  | PD | For Less-Flammable Liquid-Insulated Transformers: Proof of UL listing, including details required for the installation to comply with the listing.
261221 |  | PD | Transformer
261221 |  | QCS | Preliminary Data: Submit certified report of the Company’s standard tests for the transformer. Test report format shall be NEMA “Transformer Test Report”.
261221 |  | QCS | Final Approval: After approval of preliminary data and after construction of transformer, make routine commercial ANSI/IEEE tests at the factory on the actual transformer and submit certified test reports. Test report format shall be NEMA “Transformer Test Report”.
261221 |  | CCS | Operation and Maintenance Data: Deliver 2 copies | F
261222 |  |  | TRANSFORMER VAULT ACCESSORIES
261223 |  | SD | Show location of all equipment with installation details, grounding details and wiring diagram if different from methods specified or shown on the drawings.
261222 |  | PD | Grounding and Bonding Materials
261222 |  | PD | Miscellaneous Accessories: High Voltage Insulating Tape
261222 |  | PD | Miscellaneous Accessories: Danger Signs
261222 |  | PD | Miscellaneous Accessories: Informational Signs
261313 |  |  | METAL-CLAD SWITCHGEAR
261313 |  | PACK | Submit within 30 days of the award of the contract; Include a letter from the Company Field Advisor; Product Data; Shop Drawings, Factory Tests, and Quality Control Submittals, Sswitchgear Manufactuer/Fabricator Field Advisor Data; Sertified Engineering and Instrumentation Service Firm Data
261313 |  | SD | Show front view and plan view of switchgear, overall dimensions, and sections through each cubicle.
261313 |  | SD | Wiring and schematic diagrams.
261313 |  | SD | Enumeration of equipment in each cubicle.
261313 |  | SD | Scaled floor plan and elevation drawings showing location of the metal-clad switchgear. Denote working spaces around and adjacent to the equipment and indicate these working spaces meet the requirements of The National Electrical Code, Article 110, for switchgear rating.
261313 |  | PD | Factory Tests: Certified factory test of switchgear control wiring, protective relaying and metering.
261313 |  | PD | Factory Tests: Short Circuit current withstand test per ANSI Std. C37.55.
261313 |  | PD | Factory Tests: Dielectric impulse withstand test per ANSI Std. C37.55.
261313 |  | QCS | Electric Utility Company Approval
261313 |  | QCS | Switchgear Manufacturer/Fabricator Field Advisor Data
261313 |  | QCS | Certified Engineering and Instrumentation Service Firm Data
261313 |  | QCS | Protective Relay Calibration Studies And Reports
261313 |  | CCS | System Acceptance Test Report | F
261313 |  | CCS | Factory certified as-built control wiring diagrams | F
261313 |  | CCS | Certificate: Affidavit, signed by the Company Field Advisor | F
261313 |  | CCS | Operation and Maintenance Data - 2 copies | F
261313 |  | CCS | Spare Removable Element: Furnish with the switchgear, a spare removable element. | F
261320 |  |  | HIGH VOLTAGE SWITCH AND FUSE ASSEMBLY - PAD MOUNTED
261320 |  | PACK | Submit the shop drawings, and the product data specified below at the same time as a package
261320 |  | SD | Show installation details
261320 |  | PD | Proof that enclosure integrity and finish meets latest ANSI C57.12.28, or C57.12.29 (as modified).
261320 |  | PD | HIGH VOLTAGE SWITCH AND FUSE ASSEMBLY (SINGLE RADIAL)
261320 |  | PD | HIGH VOLTAGE SWITCH AND FUSE ASSEMBLY (DUAL RADIAL)
261320 |  | PD | SIGNS AND NAMEPLATES
261320 |  | CCS | Operation and Maintenance Data: Deliver 2 copies | F
261320 |  | CCS | Spare Parts: Touch up coating (one spray type can of primer and color finish for each switch). | F
261330 |  |  | LOAD CENTER UNIT SUBSTATION
261330 |  | PACK | Submit the product data, shop drawings, and quality control submittals, Electric Utility Company Approval
261330 |  | SD | Front and plan view with overall dimensions
261330 |  | SD | Details showing type of construction and available conduit space
261330 |  | SD | High voltage section cubicle enumeration
261330 |  | SD | For the low voltage section: Voltage rating, and continuous current rating of the through bus and distribution sections.
261330 |  | SD | For the low voltage section: Voltage rating, continuous current rating, and thermal rating of the horizontal and vertical bus
261330 |  | SD | For the low voltage section: Short-circuit current rating
261330 |  | SD | For the low voltage section: Enumeration of each circuit breaker including frame size, ATE, number of poles, and interrupting capacity
261330 |  | SD | For the low voltage section: A statement indicating if the low voltage section will, or will not, bear a UL label. If a section cannot bear a UL label, state the specific reasons why it is not qualified to bear the UL label
261330 |  | SD | Wiring and schematic diagrams
261330 |  | SD | A coordinated selective scheme between the high voltage power fuses, main breaker and feeder breakers so that under fault conditions the feeder device clears the fault while the main device remains closed
261330 |  | PD | For circuit breakers equipped with ground fault protection, include information sheets describing system testing instructions and a test form.
261330 |  | PD | Proof that enclosure integrity and finish meets latest ANSI C57.12.28, or C57.12.29 (as specified).
261330 |  | PD | For Less-Flammable Liquid-Insulated Transformers: Proof of UL or FM listing, including details required for the installation to comply with the listing.
261330 |  | PD | Bill of materials
261330 |  | PD | Name, address, and telephone number of nearest fully equipped service organization
261330 |  | PD | High Voltage Section
261330 |  | PD | Transformer Section
261330 |  | PD | Low Voltage Section
261330 |  | QCS | Transformer Certified Test Reports: Preliminary Data: Submit certified report of the Company’s standard tests for the transformer. Test report format shall be NEMA “Transformer Test Report”.
261330 |  | QCS | Transformer Certified Test Reports: Final Approval: After approval of preliminary data and after construction of transformer, make routine commercial ANSI/IEEE tests at the factory on the actual transformer and submit certified test report. Test report format shall be NEMA “Transformer Test Report”.
261330 |  | QCS | Company Field Advisor Data
261330 |  | CCS | Test Report: System acceptance test report. | F
261330 |  | CCS | Certificate: Affidavit, signed by the Company Field Advisor and notarized, certifying that the system meets the Contract requirements and is operating properly. | F
261330 |  | CCS | Operation and Maintenance Data: Deliver two copies | F
261330 |  | CCS | Photographs: After completion of installation, employ a professional photographer to take color photographs as listed - 3 of the load center unit substation from different positions. | F
261330 |  | CCS | Photographs: After completion of installation, employ a professional photographer to take color photographs as listed - 1 overall view of load center unit substation | F
261330 |  | CCS | Photographs: Use a medium format camera (2-1/4 x 3-1/4 inch negative size or larger). Use wide angle lens for overall view. Use electronic flash capable of supplying sufficient light to evenly illuminate the overall subject. | F
261330 |  | CCS | Photographs: Make photographs 7-1/2 x 9-1/2 inches. Mount photographs on linen with 1-1/2 inch wide margin on the left side for binding (11 inches long overall). | F
261330 |  | CCS | Photographs: Deliver photographs flat, not rolled. Include date pictures were taken, name of contractor, project number and title. | F
261901 |  |  | OVERHEAD ELECTRICAL SERVICE
261901 |  | PD | Electric Utility Company Approval
261901 |  | PD | Conductors and Cables
261901 |  | PD | Poles
261901 |  | PD | Crossarms
261901 |  | PD | Insulator Pins and Insulators
261901 |  | PD | Spacer Cable Construction
261901 |  | PD | Armless Construction Accessories
261901 |  | PD | Primary Cutouts
261901 |  | PD | Lightning Arresters
261901 |  | PD | Brackets
261901 |  | PD | Secondary Racks
261901 |  | PD | Guys and Anchors
261901 |  | PD | Grounds
261901 |  | PD | Wire Connectors
261901 |  | PD | Oxide Inhibiting Compound
261901 |  | PD | Identification Tags and Dating Nails
261901 |  | PD | Street and Grounds Lighting Assemblies
261901 |  | PD | High Density Polyurethane Foam
261901 |  | PD | Group-operated Loadbreak Switches
261901 |  | PD | Horn Gap Switches
261901 |  | PD | Pole Line Hardware
262211 |  |  | TRANSFORMERS - INDOOR DISTRIBUTION, LIQUID-IMMERSED
262211 |  | PACK | For Transformers Rated 75KVA and Below
262211 |  | PACK | For Transformers Rated Over 75KVA
262211 |  | SD | Show the internal winding connections required to obtain the required system voltage and full transformer KVA transformer capacity.
262211 |  | SD | Show how the external primary and secondary connections are to be field connected to obtain the required system voltage
262211 |  | PD | For Less-Flammable Liquid-Insulated Transformers: Proof of UL listing, including details required for the installation to comply with the listing
262211 |  | PD | Single Phase Distribution Transformers, Indoor Distribution
262211 |  | PD | Single Phase Transformers, Indoor Distribution
262211 |  | QCS | Each Transformer: Submit data certifying that the internal coil windings will be factory connected to suit transformer configuration indicated on the drawings
262211 |  | QCS | Transformers Rated 75KVA and Below: Submit certified report of the Company’s routine commercial ANSI/IEEE tests for each type transformer. Test report format shall be NEMA “Transformer Test Report”.
262211 |  | QCS | Transformers Rated over 75KVA: Preliminary Data: Submit certified report of the Company’s standard tests for each type transformer. Test report format shall be NEMA “Transformer Test Report”.
262211 |  | QCS | Transformers Rated over 75KVA: Final Approval: After approval of preliminary data and after construction of transformers, make routine commercial ANSI/IEEE tests at the factory on the actual transformers and submit certified test reports. Test report format shall be NEMA “Transformer Test Report”.
262211 |  | CCS | Operation and Maintenance Data: Deliver 2 copies | F
262212 |  |  | TRANSFORMERS - DRY TYPE, UNDER 600V
262212 |  | PACK | For Transformers Rated 75KVA and Below: Submit the product data, and quality control submittals specified below all at the same time as a package.
262212 |  | PACK | For Transformers Rated over 75KVA: Submit the product data, and quality control submittals preliminary data specified below all at the same time as a package.
262212 |  | PD | Dry Type Transformers
262212 |  | QCS | Transformers Rated 75KVA and Below: Submit certified report of the Company’s routine commercial NEMA tests for each type transformer.
262212 |  | QCS | Transformers Rated over 75KVA: Preliminary Data: Submit certified report of the Company’s standard tests for each type transformer.
262212 |  | QCS | Transformers Rated over 75KVA: Final Approval: After approval of preliminary data and after construction of transformers, make routine commercial NEMA tests at the factory on the actual transformers and submit certified test reports.
262212 |  | CCS | Operation and Maintenance Data: Deliver 2 copies | F
262212 |  | CCS | Energy Efficiency Rebate Documentation: Deliver 2 copies | F
262413 |  |  | SWITCHBOARDS
262413 |  | PACK | Submit the shop drawings, product data, and quality control submittals specified below at the same time as a package.
262413 |  | SD | Front and plan view with overall dimensions.
262413 |  | SD | Details showing type of construction and available conduit space.
262413 |  | SD | Voltage rating, and continuous current rating of the through bus and distribution sections.
262413 |  | SD | Short-circuit current rating.
262413 |  | SD | Enumeration of each circuit breaker including frame size, ATE, number of poles, and interrupting capacity.
262413 |  | SD | Wiring and schematic diagrams
262413 |  | SD | A coordinated selective scheme between the main device and feeder devices so that under fault conditions the feeder device clears the fault while the main device remains closed.
262413 |  | SD | A statement for each switchboard indicating if it will, or will not, bear a UL label. If a section cannot bear a UL label, state the specific reasons why it is not qualified to bear the UL label.
262413 |  | PD | For devices equipped with ground fault protection, include information sheets describing system testing instructions and test form which comply with UL 891 requirements entitled "45. Field Testing of Ground Fault Protection of Equipment."
262413 |  | PD | Bill of materials.
262413 |  | PD | Name, address and telephone number of nearest fully equipped service organization.
262413 |  | PD | Switchboards
262413 |  | QCS | Company Field Advisor Data
262413 |  | CCS | System acceptance test report | F
262413 |  | CCS | Certificate: Affidavit, signed by the Company Field Advisor and notarized, certifying that the system meets the contract requirements and is operating properly. | F
262413 |  | CCS | Operation and Maintenance Data: Deliver 2 copies | F
262416 |  |  | PANELBOARDS
262416 |  | PACK | Submit the shop drawings, product data, and the quality control submittals specified below at the same time as a package.
262416 |  | SD | Cabinet and gutter size.
262416 |  | SD | Voltage and current rating
262416 |  | SD | Panelboard short circuit rating. Indicate if rating is Fully Rated Equipment Rating, or where acceptable, UL listed Integrated Equipment Short Circuit Rating
262416 |  | SD | Circuit breaker enumeration (frame, ATE, poles, I.C.)
262416 |  | SD | When indicated on the panelboard schedule, a coordinated selective scheme between the main circuit breaker and branch/feeder circuit breakers so that under fault conditions the branch/feeder circuit breaker clears the fault while the main circuit breaker remains closed.
262416 |  | SD | Accessories.
262416 |  | PD | Panelboards
262416 |  | PD | Nameplates
262416 |  | QCS | List of Completed Installations
262416 |  | QCS | Company Field Advisor Data
262416 |  | CCS | System acceptance test report | F
262416 |  | CCS | Certificate: Affidavit, signed by the Company Field Advisor and notarized, certifying that the system meets the contract requirements and is operating properly. | F
262416 |  | CCS | Operation and Maintenance Data: Deliver 2 copies | F
262417 |  |  | PANELBOARDS FOR EXISTING CABINETS
262417 |  | PACK | Submit the shop drawings, and the product data specified below at the same time as a package.
262417 |  | SD | Detail for installation of panelboard in existing cabinet
262417 |  | SD | Voltage and current rating
262417 |  | SD | Panelboard short circuit rating.
262417 |  | SD | Circuit breaker enumeration (frame, ATE, poles, I.C.)
262417 |  | SD | Accessories
262417 |  | PD | PANELBOARDS
262417 |  | PD | Nameplates
262417 |  | CCS | Operation and Maintenance Data: Deliver 2 copies | F
262419 |  |  | MOTOR CONTROL CENTERS
262419 |  | PACK | Submit the shop drawings, product data, and quality control submittals specified below at the same time as a package
262419 |  | SD | Front and plan view with overall dimensions.
262419 |  | SD | Details showing type of construction and available conduit space.
262419 |  | SD | Voltage rating, and continuous current rating of the main horizontal bus and each vertical bus.
262419 |  | SD | Short-circuit current rating
262419 |  | SD | Power and control wiring diagrams (standard diagrams will not be accepted).
262419 |  | SD | Enumeration of each motor control unit, including number of poles, NEMA size, voltage rating, current rating, interrupting capacity and accessories
262419 |  | SD | A coordinated selective scheme between the main device and motor control units
262419 |  | SD | A statement for each motor control center indicating if it will or will not, bear a UL label.
262419 |  | PD | Bill of Materials
262419 |  | PD | Name, address and telephone number of nearest fully equipped service organization
262419 |  | PD | Motor Control Centers
262419 |  | PD | Remote Control Stations
262419 |  | PD | Nameplates
262419 |  | QCS | Company Field Advisor Data
262419 |  | CCS | System acceptance test report | F
262419 |  | CCS | Certificate: Affidavit, signed by the Company Field Advisor and notarized, certifying that the system meets the contract requirements and is operating properly | F
262419 |  | CCS | Operation and Maintenance Data: Deliver 2 copies | F
262419 |  | CCS | Spare Parts: 30 percent spare lamps for indicating (pilot) lights | F
262501 |  |  | BUSWAY SYSTEM, TROLLEY
262501 |  | PACK | Submit the shop drawings, product data, and samples specified below at the same time as a package
262501 |  | SD | Show details of the complete system as proposed to be installed (standard diagrams will not be acceptable).
262501 |  | SAM | One of each product if different from manufacturer or catalog number specified.
262501 |  | PD | Trolley Busway System
262502 |  |  | BUSWAY SYSTEM, PLUG-IN
262502 |  | PACK | Submit the shop drawings, product data, and samples specified below at the same time as a package
262502 |  | SD | Show details of the complete system as proposed to be installed (standard diagrams will not be acceptable).
262502 |  | PD | Plug-In Busway System (225A and Larger)
262502 |  | PD | Plug-In Busway System (100A)
262502 |  | SAM | One of each product if different from manufacturer or catalog number specified.
262502 |  | CCS | Spare Parts: Circuit Breaker Plug-In Devices: Quantity (8) - Poles (1) ATE (15) | F
262502 |  | CCS | Spare Parts: Circuit Breaker Plug-In Devices: Quantity (4) - Poles (2) ATE (15) | F
262502 |  | CCS | Spare Parts: Circuit Breaker Plug-In Devices: Quantity (2) - Poles (2) ATE (20) | F
262502 |  | CCS | Spare Parts: Circuit Breaker Plug-In Devices: Quantity (4) - Poles (3) ATE (15) | F
262502 |  | CCS | Spare Parts: Circuit Breaker Plug-In Devices: Quantity (2) - Poles (3) ATE (20) | F
262502 |  | CCS | Spare Parts: Circuit Breaker Plug-In Devices: Quantity (2) - Poles (3) ATE (30) | F
262502 |  | CCS | Spare Parts: Fusible Plug-In Devices | F
262502 |  | CCS | Spare Parts: Four hooksticks for operation of plug-in devices | F
262503 |  |  | BUSWAY SYSTEM, FEEDER
262503 |  | PACK | Submit the shop drawings, product data, and samples specified below at the same time as a package
262503 |  | SD | Show details of the complete system as proposed to be installed (standard diagrams will not be acceptable).
262503 |  | PD | Feeder Busway System
262503 |  | SAM | One of each product if different from manufacturer or catalog number specified.
262601 |  |  | POWER CENTER SYSTEM
262601 |  | PACK | Submit the shop drawings, product data, and quality control submittals specified below at the same time as a package
262601 |  | SD | Wiring and/or schematic diagram of the complete system as proposed to be installed (standard diagrams will not be accepted).
262601 |  | PD | Name, address and telephone number of nearest fully equipped service organization.
262601 |  | PD | Power Center System
262601 |  | QCS | Company Field Advisor Data
262601 |  | CCS | Test Report: System acceptance test report | F
262601 |  | CCS | Certificate: Affidavit, signed by the Company Field Advisor and notarized, certifying that the system meets the contract requirements and is operating properly | F
262601 |  | CCS | Operation and Maintenance Data: Deliver 2 copies | F
262713 |  |  | METERING
262713 |  | PACK | Submit the shop drawings, product data, and quality control submittals specified below at the same time as a package.
262713 |  | SD | Bill of materials
262713 |  | SD | Composite wiring and/or schematic diagrams of the metering equipment as proposed to be installed (standard diagrams will not be acceptable).
262713 |  | SD | Drawings showing location, layout and installation details
262713 |  | SD | Details of custom-built meter panel box
262713 |  | PD | Name, address and telephone number of nearest fully equipped service organization.
262713 |  | PD | Recording Watthour Demand Meter
262713 |  | PD | Watthour Demand Meters
262713 |  | PD | Potential Transformers
262713 |  | PD | Current Transformers
262713 |  | PD | AC Ammeters
262713 |  | PD | AC Voltmeters
262713 |  | PD | Phase Selector Switches
262713 |  | PD | Custom-Built Meter Panel Box
262713 |  | QCS | Company Field Advisor Data
262713 |  | CCS | Test Report: Final test report | F
262713 |  | CCS | Certificate: Affidavit, signed by the Company Field Advisor and notarized, certifying that the metering meets the contract requirements and is operating properly. | F
262713 |  | CCS | Operation and Maintenance Data: Deliver 2 copies | F
262713 |  | CCS | Spare Parts: One year supply of recording paper/charts. | F
262713 |  | CCS | Spare Parts: One year supply of ink (if applicable). | F
262713 |  | CCS | Spare Parts: Pen (if applicable). | F
262726 |  |  | WIRING DEVICES
262726 |  | PD | Local Switches, Single Pole
262726 |  | PD | Local Switches, Double Pole
262726 |  | PD | Local Switches, Three-Way
262726 |  | PD | Local Switches, Four-Way
262726 |  | PD | Local Switches, Key-Operated
262726 |  | PD | Local Switch with Neon Pilot
262726 |  | PD | Lighted Toggle Switches
262726 |  | PD | Dimmer Switches (Incandescent, 120 V ac)
262726 |  | PD | Automatic Door Switches
262726 |  | PD | Momentary Contact Switches
262726 |  | PD | Specification Grade Receptacles
262726 |  | PD | Federal Spec./NEMA Grade Receptacles
262726 |  | PD | Hospital Grade Receptacles
262726 |  | PD | Safety Grounding Receptacles
262726 |  | PD | Electric Clock Receptacles
262726 |  | PD | Ground Fault Interrupter Receptacles
262726 |  | PD | Isolated Ground Receptacles
262726 |  | PD | Corrosion Resistant Receptacles
262726 |  | PD | Lighted Face Receptacles
262726 |  | PD | Special Purpose Receptacles
262726 |  | PD | Brass Wall Plates
262726 |  | PD | Stainless Steel Wall Plates
262726 |  | PD | Chrome Wall Plates
262726 |  | PD | Hospital Wall Plates
262726 |  | PD | Weatherproof Covers
262726 |  | PD | Covers for Threaded Type Boxes
262726 |  | PD | Emergency Shutdown Switches
262726 |  | PD | Nameplates
262811 |  |  | MAIN SERVICE DISCONNECT - UNDER 600V
262811 |  | PD | Fusible Disconnect Switch
262811 |  | PD | Bolted Pressure Switch
262811 |  | PD | Enclosed Circuit Breaker
262811 |  | PD | Large Air Circuit Breaker
262812 |  |  | SAFETY SWITCHES
262812 |  | PD | SAFETY SWITCHES (SINGLE THROW) - NEMA 1, 3R, 4 (Stainless Steel), 12
262812 |  | PD | SAFETY SWITCHES (SINGLE THROW) - NEMA 4X
262812 |  | PD | Nameplates
262813 |  |  | FUSES
262813 |  | PD | Fuseholders
262813 |  | PD | Fuses Rated 600V or Less
262813 |  | PD | Fuses Rated Over 600V
262813 |  | CCS | Spare Parts: Six spare fuses of each size and category, including any accessories required for a complete installation. | F
262813 |  | CCS | Spare Parts: Special tools if required for installation or removal of fuses | F
262814 |  |  | MOLDED CASE SWITCHES
262814 |  | PD | Molded case switches
262814 |  | PD | Namplates
262817 |  |  | ENCLOSED CIRCUIT BREAKERS
262817 |  | PD | Enclosed Circuit Breakers
262817 |  | PD | Nameplates
262818 |  |  | LOCAL CIRCUIT BREAKERS - FOR CELLS
262818 |  | PD | Local Circuit Breakers
262818 |  | PD | Nameplates
263214 |  |  | DIESEL-ALTERNATOR EMERGENCY SYSTEM
263214 |  | PACK | Submit the product data, shop drawings, and quality control submittals specified below at the same time as a package
263214 |  | SD | Manufacturer’s drawings showing the construction (outline) of the diesel-alternator unit and accessories.
263214 |  | SD | Installation details.
263214 |  | SD | Housing details including layout of equipment, raceways, piping, etc
263214 |  | PD | Bill of materials
263214 |  | PD | Detailed sequence of operations (format similar to SYSTEM DESCRIPTION.
263214 |  | PD | Company’s data indicating fuel consumption with the unit operating at 1/2, 3/4 and full load.
263214 |  | PD | Name, address and telephone number of nearest fully equipped service organization
263214 |  | PD | Diesel-Alternator Unit
263214 |  | PD | Nickel-cadmium batteries
263214 |  | PD | Battery Charger
263214 |  | PD | Battery Rack
263214 |  | PD | Factory installed housing
263214 |  | PD | Custom fabricated housing
263214 |  | PD | Custom fabricated, walk-in, extreme conditions weatherproof housing to completely enclose unit
263214 |  | PD | Engine Fuel Equipment
263214 |  | PD | Remote alarm annunciator
263214 |  | PD | Fire extinguisher
263214 |  | QCS | Design Data
263214 |  | QCS | Company Field Advisor Data
263214 |  | QCS | Completed Installation Lists
263214 |  | CCS | Operation and Maintenance Data: Deliver 2 copies | F
263214 |  | CCS | Test Report: System acceptance test report. | F
263214 |  | CCS | Certificate: Affidavit, signed by the Company Field Advisor and notarized, certifying that the system meets the contract requirements and is operating properly | F
263214 |  | CCS | Photographs | F
263214 |  | CCS | Spare Parts: Two sets of gaskets for routine engine maintenance. | F
263214 |  | CCS | Spare Parts: Two spare heating elements for water jacket heater. Furnish spare water jacket heater if elements are not replaceable. | F
263214 |  | CCS | Spare Parts: Set of belts. | F
263214 |  | CCS | Spare Parts: Set of oil filter elements. | F
263214 |  | CCS | Spare Parts: Set of fuel filter elements | F
263214 |  | CCS | Spare Parts: Set of air cleaner elements. | F
263214 |  | CCS | Spare Parts: Hydrometer for testing anti-freeze solution. | F
263214 |  | CCS | Spare Parts: Test kit for checking chemical condition of coolant | F
263214 |  | CCS | Spare Parts: One year supply of coolant conditioner | F
263214 |  | CCS | Spare Parts: Special tools if required for the regular maintenance and minor repairs of the unit. | F
263215 |  |  | DIESEL-ALTERNATOR POWER SYSTEM
263215 |  | PACK | Submit the shop drawings, product data, and quality control submittals specified below at the same time as a package for preliminary approval. After preliminary approval, perform factory test and submit the factory test report for final approval.
263215 |  | SD | Show the construction (outline) of the diesel-alternator unit and accessories.
263215 |  | SD | Show installation details
263215 |  | PD | Bill of materials
263215 |  | PD | Company’s data indicating fuel consumption with the unit operating at 1/2, 3/4 and full load (include fuel specifications).
263215 |  | PD | Name, address and telephone number of nearest fully equipped service organization.
263215 |  | PD | State where factory test will be held
263215 |  | PD | Diesel-Alternator Unit
263215 |  | PD | Nickel-cadmium batteries
263215 |  | PD | Battery Charger
263215 |  | PD | Battery Rack
263215 |  | PD | Engine Fuel Equipment
263215 |  | PD | Remote Alarm Annunciator
263215 |  | PD | Fire Extinguisher
263215 |  | QCS | Company Field Advisor Data
263215 |  | QCS | Design Data
263215 |  | CCS | Test Report: System acceptance test report. | F
263215 |  | CCS | Certificate: Affidavit, signed by the Company Field Advisor and notarized, certifying that the system meets the contract requirements and is operating properly | F
263215 |  | CCS | Operation and Maintenance Data: Deliver 2 copies | F
263215 |  | CCS | Photographs | F
263215 |  | CCS | Spare Parts: Two sets of gaskets for routine engine maintenance. | F
263215 |  | CCS | Spare Parts: Two spare heating elements for water jacket heater. Furnish spare water jacket heater if elements are not replaceable. | F
263215 |  | CCS | Spare Parts: Set of belts. | F
263215 |  | CCS | Spare Parts: Set of oil filter elements. | F
263215 |  | CCS | Spare Parts: Set of fuel filter elements | F
263215 |  | CCS | Spare Parts: Set of air cleaner elements. | F
263215 |  | CCS | Spare Parts: Hydrometer for testing anti-freeze solution. | F
263215 |  | CCS | Spare Parts: Test kit for checking chemical condition of coolant | F
263215 |  | CCS | Spare Parts: One year supply of coolant conditioner | F
263215 |  | CCS | Spare Parts: Special tools if required for the regular maintenance and minor repairs of the unit. | F
263323 |  |  | CENTRAL STATION BATTERY LIGHTING AND POWER SYSTEM
263323 |  | PACK | Submit the shop drawings, product data, and quality control submittals specified below at the same time as a package
263323 |  | SD | Wiring and/or schematic diagram of the complete system as proposed to be installed (standard diagrams will not be accepted).
263323 |  | PD | Company’s data indicating volt-amp rating for each unit with proof that the unit will meet the final system test
263323 |  | PD | Name, address and telephone number of nearest fully equipped service organization.
263323 |  | PD | Central Station Battery Lighting and Power System
263323 |  | QCS | Battery Purchase Data
263323 |  | QCS | Company Field Advisor Data
263323 |  | CCS | Test Report: System acceptance test report | F
263323 |  | CCS | Certificate: Affidavit, signed by the Company Field Advisor and notarized, certifying that the system meets the contract requirements and is operating properly | F
263323 |  | CCS | Battery Manufacture Certified Date | F
263323 |  | CCS | Operation and Maintenance Data, deliver 2 copies | F
263323 |  | CCS | Spare Parts: 50 percent spare of each type fuse. | F
263323 |  | CCS | Spare Parts: 10 percent spare of each type pilot lamp. | F
263323 |  | CCS | Spare Parts: Hydrometer for testing batteries. | F
263354 |  |  | UNINTERRUPTIBLE POWER SUPPLY SYSTEM
263354 |  | Pack | Submit the shop drawings, product data, and quality control submittals specified below at the same time as a package
263354 |  | SD | Wiring and/or schematic diagram of the complete system as proposed to be installed (standard diagrams will not be accepted).
263354 |  | PD | Company’s data indicating volt-amp rating with proof that the unit will meet the final system test.
263354 |  | PD | Name, address and telephone number of nearest fully equipped service organization.
263354 |  | PD | Uninterruptivle Power Supply System
263354 |  | PD | Lighting Panel LP-UPS
263354 |  | PD | Remote Alarm Panel
263354 |  | QCS | Battery Purchase Data
263354 |  | QCS | Company Field Advisor Data
263354 |  | CCS | Test Report | F
263354 |  | CCS | Certificate: Affidavit, signed by the Company Field Advisor and notarized, certifying that the system meets the contract requirements and is operating properly | F
263354 |  | CCS | Battery Manufacture Certified Date | F
263354 |  | CCS | Operation and Maintenance Data: Deliver 2 copies | F
263354 |  | CCS | Spare Parts: Hydrometer for testing batteries | F
263354 |  | CCS | Spare Parts: Syringe. | F
263354 |  | CCS | Spare Parts: Thermometer for battery temperature | F
263354 |  | CCS | Spare Parts: Set of connector bolt wrenches | F
263354 |  | CCS | Spare Parts: Set of cell numbers for mounting on rack. | F
263354 |  | CCS | Spare Parts: Anti-corrosion compound for battery connections | F
263354 |  | CCS | Spare Parts: 50 percent spare of each type fuse | F
263553 |  |  | VOLTAGE REGULATOR ASSEMBLY - 15KV NOMINAL
263553 |  | PACK | Submit the product data, shop drawings, and quality control submittals specified: Electric Utility Company Approval: submit shop drawings and product data to the electric utility company for approval
263553 |  | SD | Show front view and plan view of regulator assembly, overall dimensions and sections through each cubicle
263553 |  | SD | Wiring and schematic diagrams of the complete system as proposed to be installed (standard diagrams will not be accepted
263553 |  | SD | Enumeration of equipment in each cubicle.
263553 |  | PD | Name, address and telephone number of nearest fully equipped service organization
263553 |  | PD | Voltage Regulator Assembly
263553 |  | QCS | Company Field Advisor Data
263553 |  | QCS | List of Completed Installations
263553 |  | CCS | Test Report: System acceptance test report | F
263553 |  | CCS | Certificate: Affidavit, signed by the Company Field Advisor and notarized, certifying that the system meets the Contract requirements and is operating properly | F
263553 |  | CCS | Operation and Maintenance Data: Deliver two copies | F
263553 |  | CCS | Photographs | F
263553 |  | CCS | Special Tools: Fiberglass hook stick for operation of bypass switches | F
263613 |  |  | NON-AUTOMATIC TRANSFER SWITCHES
263613 |  | PD | Manual Transfer Switches
263613 |  | PD | Non-Automatic Transfer Switches, Electrically Operated
263613 |  | PD | Non-Automatic Transfer Switches, Manually Operated
263613 |  | PD | Signal System
263613 |  | PD | Nameplates
263613 |  | CCS | Operation and Maintenance Data: Deliver 2 copies | F
263623 |  |  | AUTOMATIC TRANSFER SWITCH
263623 |  | PACK | Submit the product data, shop drawings, and quality control submittals specified below at the same time as a package
263623 |  | SD | Installation details (coordination with connected equipment).
263623 |  | PD | Bill of materials
263623 |  | PD | Detailed sequence of operations (format similar to TRANSFER SWITCH OPERATING DESCRIPTION).
263623 |  | PD | Company's data indicating maintenance schedule
263623 |  | PD | Name, address and telephone number of nearest fully equipped service organization
263623 |  | PD | Automatic Transfer Switch
263623 |  | PD | Automatic Transfer Switch with By-Pass Isolation Switch
263623 |  | PD | Nameplates
263623 |  | QCS | Design Data:
263623 |  | QCS | Company Field Advisor Data
263623 |  | QCS | Completed Installation List
263623 |  | CCS | Operation and Maintenance Data: Deliver 2 copies | F
263623 |  | CCS | Test Report: Switch/System acceptance test report | F
263623 |  | CCS | Certificate: Affidavit, signed by the Company Field Advisor and notarized, certifying that the switch operation with the related equipment meets the contract requirements and is operating properly | F
263623 |  | CCS | Spare Parts: Special tools if required for the regular maintenance and minor repairs of the switch | F
264112 |  |  | LIGHTNING PROTECTION SYSTEM
264112 |  | PACK | Submit the shop drawings, product data, and quality control submittals
264112 |  | SD | Detailed scale drawings of the complete system as proposed to be installed.
264112 |  | PD | Bill of materials
264112 |  | PD | Air Terminals
264112 |  | PD | Conductors
264112 |  | PD | Attachments
264112 |  | PD | Connections and Splices
264112 |  | PD | Rod Electrodes
264112 |  | PD | Guard Pipes
264112 |  | PD | Surge Arresters
264112 |  | SAM | One of each product if requested. Samples will be returned and if approved, may be used in the Work
264112 |  | QCS | Proof that the firm installing the system is actively engaged in the installation of UL Master Labeled Lightning Protection Systems
264112 |  | QCS | Installer’s Qualifications Data
264112 |  | CCS | Master Label Application Form | F
264113 |  |  | LIGHTNING PROTECTION SYSTEM FOR HEAVY-DUTY SMOKE STACKS
264113 |  | PACK | Submit the shop drawings, product data, and quality control submittals
264113 |  | SD | Detailed scale drawings of the complete system as proposed to be installed.
264113 |  | PD | Bill of materials
264113 |  | PD | Air Terminals
264113 |  | PD | Conductors
264113 |  | PD | Attachments
264113 |  | PD | Joints
264113 |  | PD | Ground Electrodes
264113 |  | PD | Guard Pipes
264113 |  | SAM | One of each product if requested
264113 |  | QCS | Proof that the firm installing the system is actively engaged in the installation of UL Master Labeled Lightning Protection Systems
264113 |  | QCS | Installer’s Qualifications Data
264113 |  | CCS | Master Label Application Form | F
264114 |  |  | CATHODIC PROTECTION - STEEL WATER STORAGE TANKS
264114 |  | PACK | Submit the shop drawings, product data, and quality control submittals
264114 |  | PD | Catalog sheets and drawings of the system components and system layout, including specifications and installation instructions
264114 |  | PD | Composite wiring and/or schematic diagrams of the system as proposed to be installed
264114 |  | PD | Parts List
264114 |  | PD | Maintenance and operation manual
264114 |  | PD | Rectifier unit
264114 |  | PD | Reference electrode
264114 |  | PD | Anode suspension system
264114 |  | PD | Anode Materials
264114 |  | PD | Pressure Entrance Fitting
264114 |  | PD | Wiring
264114 |  | PD | Hardware
264114 |  | QCS | The manufacturer producing the system shall submit a performance affidavit
264114 |  | QCS | Submit 2 copies of the performance affidavit with the initial product data submittal
264114 |  | QCS | Submit 2 copies of a statement by the manufacturer producing the system
265110 |  |  | FLUORESCENT FIXTURES
265110 |  | PD | Technical information for each fixture that proves that its ballast meets specified requirements. Include data which proves proposed lamp and ballast combinations do not exceed specified total harmonic distortion
265110 |  | PD | Type CNL
265110 |  | PD | Type CR-1
265110 |  | PD | Type CR-1A
265110 |  | PD | Type CR-2
265110 |  | PD | Type CR-2A
265110 |  | PD | Type CR-3
265110 |  | PD | Type CR-3A
265110 |  | PD | Type CR-4
265110 |  | PD | Type CR-4A
265110 |  | PD | Type CR-5
265110 |  | PD | Type CR-5A
265110 |  | PD | Type CR-6
265110 |  | PD | Type CR-6A
265110 |  | PD | Type CR-7
265110 |  | PD | Type CR-7A
265110 |  | PD | Type CR-8
265110 |  | PD | Type CRL-3
265110 |  | PD | Type CRL-4
265110 |  | PD | Type CS-1
265110 |  | PD | Type CS-1A
265110 |  | PD | Type CS-2
265110 |  | PD | Type CS-2A
265110 |  | PD | Type CS-3
265110 |  | PD | Type CW-1
265110 |  | PD | Type CW-2
265110 |  | PD | Type CW-3
265110 |  | PD | Type CW-4
265110 |  | PD | Type CW-4A
265110 |  | PD | Type IF-1
265110 |  | PD | Type IF-1A
265110 |  | PD | Type IX-1
265110 |  | PD | Type IX-1A
265110 |  | PD | Type IX-2
265110 |  | PD | Type IW
265110 |  | PD | Type IG
265110 |  | PD | Type RC-1
265110 |  | PD | Type RF-1
265110 |  | PD | Type FZ-1
265110 |  | PD | Type FZ-2
265110 |  | PD | Type UC-2
265110 |  | PD | Type UC-3
265110 |  | PD | Type UC-4
265110 |  | PD | Type FI
265110 |  | PD | TYPE NL
265110 |  | PD | Type XRIU
265110 |  | PD | Type SF
265110 |  | PD | Type DRIU
265110 |  | PD | Type VH
265110 |  | PD | Type VS-1
265110 |  | PD | Type VS-2
265110 |  | PD | Type VS-2A
265110 |  | PD | Type VS-3
265110 |  | PD | Type VS-4
265110 |  | PD | Type VS-5
265110 |  | PD | Type VS-5A
265110 |  | PD | Type VW-1
265110 |  | PD | Type VW-2
265110 |  | PD | Type VW-3
265110 |  | PD | Type MNR-1
265110 |  | PD | Type MNR-2
265110 |  | PD | Type MNR-3
265110 |  | PD | Type MNR-4
265110 |  | PD | Type MNR-5
265110 |  | PD | Type MNR-6
265110 |  | PD | Type MNR-7
265110 |  | PD | Type MNS-1
265110 |  | PD | Type MNS-2
265110 |  | PD | Type MNS-3
265110 |  | PD | Type MNS-4
265110 |  | PD | Type MNS-5
265110 |  | PD | Type MNS-6
265110 |  | PD | Type MNS-7
265110 |  | PD | Type MNRG-3
265110 |  | PD | Type MNRG-4
265110 |  | PD | Type MNRG-5
265110 |  | PD | Type MNRG-6
265110 |  | PD | Type MDR-1
265110 |  | PD | Type MDR-2
265110 |  | PD | Type MDR-3
265110 |  | PD | Type MDR-4
265110 |  | PD | Type MDR-5
265110 |  | PD | Type MDR-6
265110 |  | PD | Type MDR-7
265110 |  | PD | Type MDS-1
265110 |  | PD | Type MDS-2
265110 |  | PD | Type MDS-3
265110 |  | PD | Type MDS-4
265110 |  | PD | Type MDS-5
265110 |  | PD | Type MDS-6
265110 |  | PD | Type MDS-7
265110 |  | PD | Type MDGR-3
265110 |  | PD | Type MDGR-4
265110 |  | PD | Type MDGR-5
265110 |  | PD | Type MDGR-6
265110 |  | PD | Type MXR-1
265110 |  | PD | Type MXR-1A
265110 |  | PD | Type MXR-2
265110 |  | PD | Type MXR-2A
265110 |  | PD | Type MXR-3
265110 |  | PD | Type MXR-3A
265110 |  | PD | Type MXR-4
265110 |  | PD | Type MXR-4A
265110 |  | PD | Type MXR-5
265110 |  | PD | Type MXR-5A
265110 |  | PD | Type MXR-6
265110 |  | PD | Type MXR-6A
265110 |  | PD | Type MXR-7
265110 |  | PD | Type MXR-7A
265110 |  | PD | Type MXRG-3
265110 |  | PD | Type MXRG-3A
265110 |  | PD | Type MXRG-4
265110 |  | PD | Type MXRG-4A
265110 |  | PD | Type MXRG-5
265110 |  | PD | Type MXRG-5A
265110 |  | PD | Type MXRG-6
265110 |  | PD | Type MXRG-6A
265110 |  | PD | Type MXS-1
265110 |  | PD | Type MXS-1 A
265110 |  | PD | Type MXS-2
265110 |  | PD | Type MXS-2A
265110 |  | PD | Type MXS-3
265110 |  | PD | Type MXS-3A
265110 |  | PD | Type MXS-4
265110 |  | PD | Type MXS-4A
265110 |  | PD | Type MXS-5
265110 |  | PD | Type MXS-5A
265110 |  | PD | Type MXS-6
265110 |  | PD | Type MXS-6A
265110 |  | PD | Type MXS-7
265110 |  | PD | Type MXS-7A
265110 |  | PD | Type MXS-8
265110 |  | PD | Type MXS-8A
265110 |  | PD | Type MXW-1
265110 |  | PD | Type MXW-1A
265110 |  | PD | Type MXW-2
265110 |  | PD | Type MXW-2A
265110 |  | PD | Type MXW-3
265110 |  | PD | Type MXW-3A
265110 |  | PD | Type MXW-4
265110 |  | PD | Type MXW-4A
265110 |  | PD | Type MXW-5
265110 |  | PD | Type MXW-5A
265110 |  | PD | Type MXW-6
265110 |  | PD | Type MXW-6A
265110 |  | PD | Type MXW-7
265110 |  | PD | Type MXW-7A
265110 |  | PD | Type MXW-8
265110 |  | PD | Type MXW-8A
265110 |  | PD | Type XXS-1
265110 |  | PD | Type XXS-2
265110 |  | PD | Type XXS-8
265110 |  | PD | Type XXW-6
265110 |  | PD | Type MXW-5
265110 |  | PD | Type MXW-6
265110 |  | PD | Type MXW-7
265110 |  | PD | Type XXS-1
265110 |  | PD | Type XXS-2
265110 |  | PD | Type XXS-8
265110 |  | PD | Type XXW-6
265110 |  | SAM | One of each product if requested
265110 |  | QCS | List of Installations for Electronic Ballasts
265110 |  | CCS | Special Tools: Two tools to remove and install each type and size of fasteners on fixtures equipped with vandal resistant fasteners | F
265140 |  |  | METAL HALIDE FIXTURES
265140 |  | PD | Technical information for each fixture that proves that its ballast meets specified requirements
265140 |  | PD | Statement for each type fixture having other than tempered glass optics stating specific provisions made for compliance with Article 12. Lamp Compartments of UL Standard 1572 - High Intensity Discharge Lighting Fixtures
265140 |  | PD | Candlepower distribution curves for each type fixture if different from Company or catalog number specified
265140 |  | PD | Type MH-1A
265140 |  | PD | Type MH-1B
265140 |  | PD | Type MH-1C
265140 |  | PD | Type MH-2
265140 |  | PD | Type MH-3
265140 |  | PD | Type MH-3A
265140 |  | PD | Type MH-4
265140 |  | PD | Type MH-4A
265140 |  | PD | Type MH-5
265140 |  | PD | Type MH-5A
265140 |  | PD | Type MH-6
265140 |  | SAM | One of each product if different from Company or catalog number specified.
265150 |  |  | HIGH PRESSURE SODIUM FIXTURES
265150 |  | PD | Technical information for each fixture that proves that its ballast meets specified requirements
265150 |  | PD | Candlepower distribution curves for each type fixture if different from Company or catalog number specified
265150 |  | PD | Type HPS-1
265150 |  | PD | Type HPS-1A
265150 |  | PD | Type HPS-1B
265150 |  | PD | Type HPS-1C
265150 |  | PD | Type HPS-2
265150 |  | PD | Type HPS-2A
265150 |  | PD | Type HPS-3
265150 |  | PD | Type HPS-3A
265150 |  | PD | Type HPS-3B
265150 |  | PD | Type HPS-4
265150 |  | PD | Type HPS-4A
265150 |  | PD | Type HPS-4B
265150 |  | PD | Type HPS-5
265150 |  | PD | Type HPS-5A
265150 |  | PD | Type HPS-5B
265150 |  | PD | Type HPS-6
265150 |  | PD | Type HPS-6A
265150 |  | PD | Type HPS-7
265150 |  | PD | Type HPS-7A
265150 |  | PD | Type HPS-7B
265150 |  | PD | Type HPS-7C
265150 |  | PD | High Pressure Sodium Fixtures
265150 |  | SAM | One of each product if different from Company or catalog number specified.
265190 |  |  | INCANDESCENT FIXTURES
265190 |  | PD | Type CS-3
265190 |  | PD | Type VS-5
265190 |  | PD | Type YW-2
265190 |  | PD | Type VW-3
265190 |  | PD | Type HPS-6
265190 |  | PD | Type IF-1
265190 |  | PD | Type MH-3
265190 |  | PD | Type HPS-3
265190 |  | PD | Type IW
265190 |  | PD | Type HPS-7
265190 |  | PD | Type VH
265190 |  | PD | Type VS-3
265190 |  | PD | Type VS-5
265190 |  | PD | Type VW-2
265190 |  | PD | Type VW-3
265190 |  | PD | Type CNL
265190 |  | PD | Type VS-3
265190 |  | PD | Type VS-5A
265190 |  | PD | Type VW-2
265190 |  | PD | Type VW-3
265190 |  | SAM | One of each product if requested
265200 |  |  | EMERGENCY LIGHTING - UNIT EQUIPMENT
265200 |  | PACK | Submit the product data items specified below at the same time as a package.
265200 |  | PD | Battery warranty
265200 |  | PD | Name, address and telephone number of nearest fully equipped service organization
265200 |  | PD | Emergency Lighting Units - Type LA
265200 |  | PD | Emergency Lighting Units - Type NC
265200 |  | PD | Remote Lighting Fixtures
265200 |  | CCS | Operation and Maintenance Data | F
265300 |  |  | EXIT LIGHT FIXTURES
265300 |  | PD | Exit Light Fixtures - Type XL
265300 |  | PD | Exit Light Fixtures - Type XLE
265300 |  | PD | Exit Light Fixtures - Type XVR
265300 |  | PD | Exit Light Fixtures - Type XEVR
265300 |  | PD | Self-Illuminating Exit Signs - XSP
265300 |  | SAM | One of each product if different from Company or catalog number specified.
265300 |  | CCS | Special Tools: Furnish 2 tools to remove and install fasteners on fixtures equipped with vandal resistant fasteners | F
265533 |  |  | SECURITY FENCE LIGHTING SYSTEM
265533 |  | PACK | Submit the product data, samples, and photometric data
265533 |  | PD | Luminaires - Type SFL-1
265533 |  | PD | Rigid Ferrous Metal Conduit
265533 |  | PD | Connectors and Couplings
265533 |  | PD | Conduit Bodies (Threaded)
265533 |  | PD | Expansion Fittings
265533 |  | PD | Junction Boxes
265533 |  | PD | Clamps
265533 |  | EPD | Environmental Product Declaration
265533 |  | SAM | One of each product if different from Company or catalog number specified.
265533 |  | PD | Photometric Data
265533 |  | CCS | Spare Parts: Two complete luminaires | F
265533 |  | CCS | Spare Parts: Two ballast assemblies complete with all electrical components | F
265533 |  | CCS | Spare Parts: Twenty fuses | F
265536 |  |  | OBSTRUCTION BEACON LIGHTING SYSTEM
265536 |  | PACK | Submit the shop drawings, and the product data specified below at the same time as a package
265536 |  | SD | Wiring and/or schematic diagram of the complete system as proposed to be installed (standard diagrams will not be acceptable).
265536 |  | PD | Obstruction Beacon Lighting System
265536 |  | CCS | Operation and Maintenance Data: Deliver 2 copies | F
265591 |  |  | CHANDELIER RESTORATION
265591 |  | PACK | Submit the product data, samples, and quality control submittals specified below at the same time as a package
265591 |  | PD | Cleaning Materials
265591 |  | PD | Refinishing Materials
265591 |  | PD | Wire
265591 |  | PD | Lamps
265591 |  | SAM | One 2 foot sample of each type wire
265591 |  | QCS | Procedures
265591 |  | CCS | Photographs | F
265629 |  |  | STREET LIGHTING AND GROUNDS LIGHTING
265629 |  | PD | Aluminum Bracket Arm Lighting Standards
265629 |  | PD | Aluminum Post Top Lighting Standards
265629 |  | PD | Type PLL-1
265629 |  | PD | Type PLL-2
265629 |  | PD | 16 Foot Height: Aluminum, 4 inch square non-tapered shaft
265629 |  | PD | 24 Foot Height: Aluminum, 6 inch square non-tapered shaft
265629 |  | PD | 39 Foot Height: Steel, 6 inch square, non-tapered shaft
265629 |  | PD | Luminaires - Arm Mounted
265629 |  | PD | Luminaires - Post Top
265629 |  | PD | Concrete Bases
265629 |  | PD | Rigid Ferrous Metal Conduit and Fittings
265629 |  | PD | Rigid Nonmetallic Conduit
265629 |  | PD | Tags
265629 |  | PD | Grout
265629 |  | PD | Thru Wall Sealing Bushings
265629 |  | PD | Splice Connectors
265629 |  | PD | Insulated Grounding Bushings
265629 |  | PD | Lamps
265629 |  | EPD | Environmental Product Declaration
265668 |  |  | SPORTS LIGHTING SYSTEM
265668 |  | PACK | Submit the shop drawings, product data, samples, candlepower distribution curves, and quality control submittals specified below at the same time as a package.
265668 |  | SD | For poles which have welded platform assembly, show details of luminaries and welded platform assembly mounted thereon
265668 |  |  | Accessories
265668 |  | PD | Type SL-1
265668 |  | PD | Type SL-2
265668 |  | PD | Type SL-3
265668 |  | PD | Type SL-4
265668 |  | PD | Type SL-5
265668 |  | PD | Raceways
265668 |  | PD | Concrete Bases
265668 |  | PD | Tags
265668 |  | PD | Grout
265668 |  | PD | Thru Wall Sealing Bushings
265668 |  | PD | Splice Connectors
265668 |  | PD | Insulated Grounding Bushings
265668 |  | SAM | One of each product if different from Company or catalog number specified.
265668 |  | QCS | Candlepower Distribution Curves
265668 |  | QCS | Company Field Advisor Data; Include
265668 |  | EPD | Environmental Product Declaration

## Div.27
SUBMITTALS FOR APPROVAL |  |  |  | Send to: | Critical Submittals | Contractor's Projected Dates Allow at least 4 weeks for Approval (allows time for any resubmission)
Spec Section | Sub Section | Type | Description | F | Mark "X" for all that apply | Projected Transmittal Date: | Projected Approval Date: | Projected Delivery Date:
F/O
D
271524 |  |  | OPTICAL FIBER CABLES
271524 |  | PACK | Submit the product data, samples, and quality control submittals specified below at the same time as a package
271524 |  | PD | Complete manufacturer’s construction details and specifications for the cables
271524 |  | PD | Splicing and termination data
271524 |  | PD | Statement from the Company producing the optical fiber transmitter and receiver system for which the optical fiber cables are proposed to be used
271524 |  | PD | Written statement from cable manufacturer indicating recommended pulling compounds
271524 |  | PD | Nonconductive Optical Fiber Cables - 50 Micron (Core/Clad) - Type DFO
271524 |  | PD | Nonconductive Optical Fiber Cables - 50 Micron (Core/Clad) - Type SFO
271524 |  | PD | Nonconductive Optical Fiber Cables - 50 Micron (Core/Clad) - Type MFO
271524 |  | PD | Nonconductive Optical Fiber Cables - 50 Micron (Core/Clad) - Type TFO
271524 |  | PD | Nonconductive Optical Fiber Cables - 62.5 Micron/125 Micron (Core/Clad) - Type DFO
271524 |  | PD | Nonconductive Optical Fiber Cables - 62.5 Micron/125 Micron (Core/Clad) - Type SFO
271524 |  | PD | Nonconductive Optical Fiber Cables - 62.5 Micron/125 Micron (Core/Clad) - Type MFO
271524 |  | PD | Nonconductive Optical Fiber Cables - 62.5 Micron/125 Micron (Core/Clad) - Type TFO
271524 |  | PD | Nonconductive Optical Fiber Cables - 50 Micron/125 Micron (Core/Clad) - Type DFO
271524 |  | PD | Nonconductive Optical Fiber Cables - 50 Micron/125 Micron (Core/Clad) - Type SFO
271524 |  | PD | Nonconductive Optical Fiber Cables - 50 Micron/125 Micron (Core/Clad) - Type MFO
271524 |  | PD | Nonconductive Optical Fiber Cables - 50 Micron/125 Micron (Core/Clad) - Type TFO
271524 |  | PD | Cable Breakout Kits
271524 |  | PD | Splitter Kits
271524 |  | PD | Connectors
271524 |  | PD | Optical Fiber Splicing Box (OFSB)
271524 |  | PD | Enclosure for Optical Fiber Splicing Box
271524 |  | PD | Optical Fiber Termination Rack (OFTR)
271524 |  | PD | Conncetorized Optical fiber Jumper Cables - Type JFO
271524 |  | PD | Pulling Compound
271524 |  | PD | Tags
271524 |  | PD | Markers
271524 |  | SAM | Two foot sample of each type cable proposed for use
271524 |  | SAM | One sample of each connector proposed for use
271524 |  | SAM | One sample of each breakout and splitter kit proposed for use
271524 |  | QCS | Cable Installer’s Qualifications Data
271524 |  | QCS | Company Field Advisor Qualifications Data
271524 |  | QCS | Cable Splicer’s Qualifications Data
271524 |  | CCS | Post installation test report | F
271524 |  | CCS | Spare Parts: Ten of each type connector | F
271524 |  | CCS | Spare Parts: Ten type JFO connectorized optical fiber jumper cables | F
271524 |  | CCS | Spare Parts: Two breakout kits | F
271524 |  | CCS | Spare Parts: Two splitter kits | F
271525 |  |  | OPTICAL FIBER CABLES
271525 |  | PACK | Submit the shop drawings, product data, samples, and quality control submittals specified below at the same time as a package
271525 |  | SD | Complete manufacturer’s construction details and specifications
271525 |  | SD | Overall dimension of cable
271525 |  | SD | Termination data
271525 |  | SD | Cable manufacturer’s certified test data
271525 |  | SD | Maximum pulling strain allowed for each type cable
271525 |  | PD | Statement from the Company providing the system for which the optical fiber cables are proposed to be used, indicating that the optical characteristics meet the requirements of the Company
271525 |  | PD | Written statement from cable manufacturer indicating recommended pulling compounds
271525 |  | PD | 62.5 Micron/125 Micron (Core/Clad) Optical Fiber Cables - Type LAN-O: 2 optical fibers
271525 |  | PD | 62.5 Micron/125 Micron (Core/Clad) Optical Fiber Cables - Type LAN-O: 6 optical fibers
271525 |  | PD | 62.5 Micron/125 Micron (Core/Clad) Optical Fiber Cables - Type LAN-I: 2 optical fiber
271525 |  | PD | Connectors
271525 |  | PD | Pulling Compounds
271525 |  | PD | Tags
271525 |  | PD | Markers
271525 |  | SAM | Two 2-foot samples of each type cable
271525 |  | SAM | Samples of termination materials
271525 |  | QCS | Installers’ Qualifications Data
271525 |  | QCS | Company Field Advisor Data
271525 |  | QCS | Cable Terminator’s Resume
271525 |  | CCS | After installation test report | F
273601 |  |  | TELEPHONE INTERCONNECTION CABINETS AND BOARDS
273601 |  | PD | For Telephone Interconnection Cabinets: Catalog sheets
273601 |  | PD | For Telephone Interconnection Boards: Plywood data
274171 |  |  | COMMUNITY ANTENNA TELEVISION (CATV) SYSTEM
274171 |  | PACK | Submit the shop drawings, product data, and quality control submittals specified below at the same time as a package
274171 |  | SD | Wiring and/or schematic diagrams of the complete system as proposed to be installed (standard diagrams will not be acceptable).
274171 |  | SD | Scale drawings showing mounting of all head-end equipment
274171 |  | SD | Details of antenna and foundation plan
274171 |  | PD | Bill of materials
274171 |  | PD | Detailed description of system operation (format similar to SYSTEM DESCRIPTION).
274171 |  | PD | Name, address and telephone number of nearest fully equipped service organization
274171 |  | PD | Earth Station Antenna
274171 |  | PD | Low Noise Block Down Converters
274171 |  | PD | Earth Station Receivers
274171 |  | PD | Modulator
274171 |  | PD | Splitters
274171 |  | PD | Wavetraps
274171 |  | PD | Power Blocked Terminator
274171 |  | PD | Console Cabinet
274171 |  | PD | Channel Elimination Filters
274171 |  | PD | Extender Amplifier
274171 |  | PD | Power Passing TV Signal Splitters
274171 |  | PD | Non-Power Passing TV Signal Splitters
274171 |  | PD | Television Receiver/Monitor
274171 |  | PD | Video Player/Recorder
274171 |  | PD | Coaxial Cables - Type A
274171 |  | PD | Coaxial Cables - Type B
274171 |  | PD | Coaxial Cables - Type C
274171 |  | PD | Coaxial Cables - Type D
274171 |  | PD | Line Powered Extender Amplifier
274171 |  | PD | Signal Booser Amplifier - 35 db maximum nominal gain
274171 |  | PD | Signal Booser Amplifier - 51 db maximum nominal gain
274171 |  | PD | Television Receiver Antenna Outlets
274171 |  | PD | Labels
274171 |  | PD | Nameplates
274171 |  | PD | Amplified Headend Combiner
274171 |  | PD | Accessories
274171 |  | QCS | Company Field Advisor Data
274171 |  | QCS | Test Report: Satellite antenna site selection report
274171 |  | CCS | System acceptance test report | F
274171 |  | CCS | Certificate: Affidavit, signed by the Company Field Advisor and notarized, certifying that the system meets the contract requirements and is operating properly | F
274171 |  | CCS | Operation and Maintenance Data: Deliver 2 copies | F
274171 |  | CCS | Service Availability: A fully equipped service organization capable of guaranteeing response time within 24 hours to service calls shall be available to service the completed Work | F
274172 |  |  | INMATE RADIO AND CATV SYSTEM
274172 |  | PACK | Submit the shop drawings, product data, samples, and quality control submittals specified below at the same time as a package.
274172 |  | SD | Composite wiring and/or schematic diagrams of the complete system as proposed to be installed (standard diagrams will not be accepted).
274172 |  | PD | Bill of materials
274172 |  | PD | Detailed description of system operation (format similar to SYSTEM DESCRIPTION).
274172 |  | PD | Name, address and telephone number of nearest fully equipped service organization
274172 |  | PD | Power Amplifiers
274172 |  | PD | Power Supplies
274172 |  | PD | Preamps
274172 |  | PD | Microphone
274172 |  | PD | AM-FM Tuners and Cassette Player
274172 |  | PD | Telvision Tuner
274172 |  | PD | Monitor Panel
274172 |  | PD | AC Control Panel
274172 |  | PD | All-Page Relay Device
274172 |  | PD | Equipment Rack
274172 |  | PD | Accessories
274172 |  | PD | Terminal Strips
274172 |  | PD | Radio Jacks
274172 |  | PD | Transformers
274172 |  | PD | Safety Network Resistors
274172 |  | PD | Enclosure
274172 |  | PD | CATV Jack
274172 |  | PD | Back Box
274172 |  | PD | Sub-plate
274172 |  | PD | Faceplate
274172 |  | PD | CATV Directional Coupler/Tap Off
274172 |  | PD | Double Type "F" connector
274172 |  | PD | Radio System Antennae
274172 |  | PD | Radio System (For TV tuner) Antennae
274172 |  | PD | Vaneal Resistant Double Headset
274172 |  | PD | Wiring - Type MCC-R1
274172 |  | PD | Wiring - Type MCC-R2
274172 |  | PD | Wiring - Type CATV-1
274172 |  | PD | Wiring - Type CATV-2
274172 |  | PD | Wiring - Antennae to Tuners
274172 |  | PD | Relay Protection
274172 |  | PD | Terminal Strip Cabinets and Interconnection Cabinets
274172 |  | PD | CATV System Equipment Rack
274172 |  | PD | CATV Junction Box
274172 |  | PD | Markers
274172 |  | PD | Nameplates
274172 |  | SAM | Assembled jack stations (one of each type).
274172 |  | SAM | One headset.
274172 |  | SAM | One 2 foot sample of each type insulated conductor (samples are not required for conductors specified by brand name if the specifically named conductors are furnished for the Work).
274172 |  | QCS | Company Field Advisor Data
274172 |  | CCS | System acceptance test report. | F
274172 |  | CCS | Certificate: Affidavit, signed by the Company Field Advisor and notarized, certifying that the system meets the contract requirements and is operating properly | F
274172 |  | CCS | Operation and Maintenance Data: Deliver 2 copies | F
274172 |  | CCS | Service Availability: A fully equipped service organization capable of guaranteeing response time within 24 hours to service calls shall be available to service the completed Work | F
274172 |  | CCS | Spare Parts: 50 percent spare of each type fuse | F
274172 |  | CCS | Spare Parts: 200 headsets | F
274172 |  | CCS | Spare Parts: 10 spare sub plates including all components for each type of radio jack station. | F
274172 |  | CCS | Spare Parts: 10 spare face plates for each type of radio jack station | F
274172 |  | CCS | Spare Parts: 10 spare transformer/tap box component mounting panels including all components | F
274172 |  | CCS | Spare Parts: 5 spare sub plates with connector for television (CATV) outlets for Bldg. No. 4 | F
274172 |  | CCS | Spare Parts: 5 spare face plates for television (CATV) outlets for Bldg. No. 4. | F
274172 |  | CCS | Spare Parts: 5 spare CATV tap box component mounting panels including all components | F
274172 |  | CCS | Spare Parts: 5 spare face plates with connector for television (CATV) outlets for Bldg. Nos. 8, 9, 10, 11 and 12. | F
274172 |  | CCS | Spare Parts: 100 spare vandal resistant screws of type used for each type radio jack station and television (CATV) outlet. | F
275111 |  |  | INTERCOM SYSTEM
275111 |  | PACK | Submit the shop drawings, product data, and quality control submittals specified below at the same time as a package
275111 |  | SD | Composite wiring and/or schematic diagrams of the complete system as proposed to be installed (standard diagrams will not be accepted).
275111 |  | PD | Bill of materials
275111 |  | PD | Detailed description of system operation (format similar to SYSTEM DESCRIPTION).
275111 |  | PD | Name, address and telephone number of nearest fully equipped service organization
275111 |  | PD | Intercom Master Station
275111 |  | PD | Intercom Substations - Type A
275111 |  | PD | Intercom Substations - Type B
275111 |  | PD | Intercom Substations - Type C
275111 |  | PD | Intercom Substations - Type D
275111 |  | PD | Intercom Substations - Type E
275111 |  | PD | Conductors
275111 |  | QCS | Company Field Advisor Data
275111 |  | CCS | Test Report: System acceptance test report | F
275111 |  | CCS | Certificate: Affidavit, signed by the Company Field Advisor and notarized, certifying that the system meets the contract requirements and is operating properly | F
275111 |  | CCS | Operation and Maintenance Data: Deliver 2 copies | F
275112 |  |  | INTERCOM AND ZONE PAGING SYSTEM
275112 |  | PACK | Submit the shop drawings, product data, and quality control submittals specified below at the same time as a package
275112 |  | SD | Composite wiring and/or schematic diagrams of the complete system as proposed to be installed (standard diagrams will not be acceptable).
275112 |  | PD | Bill of materials
275112 |  | PD | Detailed description of system operation (format similar to SYSTEM DESCRIPTION).
275112 |  | PD | Name, address and telephone number of nearest fully equipped service organization
275112 |  | PD | Intercom and Zone Paging System - Master Station
275112 |  | PD | Sub-stations
275112 |  | PD | Amplifiers/Power Boost for Paging
275112 |  | PD | Equipment Cabinet
275112 |  | PD | Speakers
275112 |  | PD | Accessories to perform the functions summarized in SYSTEM DESCRIPTION
275112 |  | PD | Wiring
275112 |  | PD | Signs and Labels
275112 |  | QCS | Company Field Advisor Data
275112 |  | CCS | System acceptance test report | F
275112 |  | CCS | Certificate: Affidavit, signed by the Company Field Advisor and notarized, certifying that the system meets the contract requirements and is operating properly. | F
275112 |  | CCS | Operation and Maintenance Data: Deliver 2 copies | F
275112 |  | CCS | Service Availability: A fully equipped service organization shall be available to service the completed Work | F
275113 |  |  | PRIMARY/SATELLITE INTERCOM SYSTEM
275113 |  | PACK | Submit the shop drawings, product data, and quality control submittals specified below at the same time as a package
275113 |  | SD | Composite wiring and/or schematic diagrams of the complete system as proposed to be installed (standard diagrams will not be accepted).
275113 |  | PD | Bill of materials
275113 |  | PD | Detailed description of system operation (format similar to SYSTEM DESCRIPTIONS)
275113 |  | PD | Name, address and telephone number of nearest fully equipped service organization
275113 |  | PD | Primary Intercom System - Console Equipment
275113 |  | PD | Primary Intercom System - Substations - Type A
275113 |  | PD | Primary Intercom System - Substations - Type B
275113 |  | PD | Primary Intercom System - Substations - Type C
275113 |  | PD | Primary Intercom System - Substations - Type D
275113 |  | PD | Primary Intercom System - Substations - Type E
275113 |  | PD | Primary Intercom System - Substations - Type F
275113 |  | PD | Primary Intercom System - Substations - Type G
275113 |  | PD | Satellite Intercom System Type I - Master Console
275113 |  | PD | Satellite Intercom System Type I - Staff Stations
275113 |  | PD | Satellite Intercom System Type II - Master Station
275113 |  | PD | Satellite Intercom System Type II - Staff Stations
275113 |  | PD | Wiring
275113 |  | PD | Markers
275113 |  | PD | Nameplates
275113 |  | PD | Include accessories required to perform the functions summarized in SYSTEM DESCRIPTIONS and indicated on the drawings
275113 |  | QCS | Company Field Advisor Data
275113 |  | CCS | System acceptance test report | F
275113 |  | CCS | Certificate: Affidavit, signed by the Company Field Advisor and notarized, certifying that the system meets the contract requirements and is operating properly | F
275113 |  | CCS | Operation and Maintenance Data: Deliver 2 copies | F
275113 |  | CCS | Service Availability: A fully equipped service organization shall be available to service the completed Work | F
275113 |  | CCS | Spare Parts: 3 of each size fuse | F
275113 |  | CCS | Spare Parts: 10 percent spare of each of the following: Each type of substation | F
275113 |  | CCS | Spare Parts: 10 percent spare of each of the following: Zone selector switch | F
275113 |  | CCS | Spare Parts: 10 percent spare of each of the following: Audio monitor card and switch | F
275113 |  | CCS | Spare Parts: 10 percent spare of each of the following: Indicator lamp. | F
275113 |  | CCS | Spare Parts: 10 percent spare of each of the following: Handset. | F
275114 |  |  | TELEPHONE INTERCOM AND PAGING SYSTEM
275114 |  | PACK | Submit the shop drawings, product data, and quality control submittals specified below at the same time as a package
275114 |  | SD | Composite wiring and/or schematic diagrams of the complete system as proposed to be installed (standard diagrams will not be acceptable).
275114 |  | PD | Bill of materials
275114 |  | PD | Detailed description of system operation (format similar to SYSTEM DESCRIPTION).
275114 |  | PD | Name, address and telephone number of nearest fully equipped service organization.
275114 |  | PD | Master Telephones
275114 |  | PD | Staff Telephones
275114 |  | PD | Telephone Intercom and Paging System - Speakers
275114 |  | PD | Equipment Cabinet
275114 |  | PD | Accessories to perform the functions summarized in SYSTEM DESCRIPTION
275114 |  | PD | Wiring
275114 |  | PD | Signs and Labels
275114 |  | QCS | Company Field Advisor Data
275114 |  | CCS | System acceptance test report | F
275114 |  | CCS | Certificate: Affidavit, signed by the Company Field Advisor and notarized, certifying that the system meets the contract requirements and is operating properly | F
275114 |  | CCS | Operation and Maintenance Data: Deliver 2 copies | F
275114 |  | CCS | Service Availability: A fully equipped service organization shall be available to service the completed Work | F
275116 |  |  | PUBLIC ADDRESS SYSTEM
275116 |  | PACK | Submit the shop drawings, product data, and quality control submittals specified below at the same time as a package
275116 |  | SD | Composite wiring and/or schematic diagrams of the complete system as proposed to be installed (standard diagrams will not be accepted).
275116 |  | PD | Bill of materials
275116 |  | PD | Detailed description of system operation (format similar to SYSTEM DESCRIPTION).
275116 |  | PD | Name, address and telephone number of nearest fully equipped service organization
275116 |  | PD | Head-End Equipment
275116 |  | PD | Local Building Amplifiers
275116 |  | PD | Rec Yard Amplifier
275116 |  | PD | Tuner & Cabinet for Visitor's Building
275116 |  | PD | Relay Protection
275116 |  | PD | Equipment Grounding
275116 |  | PD | Speakers
275116 |  | PD | Wiring
275116 |  | PD | Interconnection Cabinets
275116 |  | PD | Signs and Labels
275116 |  | PD | Markers
275116 |  | PD | Nameplates
275116 |  | PD | Silicone
275116 |  | PD | Acrylic Spray
275116 |  | PD | Accessories: Include accessories required for a complete and operable system
275116 |  | QCS | Company Field Advisor Data
275116 |  | CCS | System acceptance test report | F
275116 |  | CCS | Certificate: Affidavit, signed by the Company Field Advisor and notarized, certifying that the system meets the contract requirements and is operating properly | F
275116 |  | CCS | Operation and Maintenance Data: Deliver 2 copies | F
275116 |  | CCS | Service Availability: A fully equipped service organization capable of guaranteeing response time within 24 hours to service calls shall be available to service the completed Work | F
275117 |  |  | MODIFICATIONS TO PUBLIC ADDRESS SYSTEM
275117 |  | PACK | Submit the shop drawings, product data, and quality control submittals specified below at the same time as a package
275117 |  | SD | Composite wiring and/or schematic diagrams of the modifications as proposed to be installed (standard diagrams will not be accepted).
275117 |  | PD | Bill of materials
275117 |  | PD | Detailed description of completed system operation
275117 |  | PD | Name, address and telephone number of nearest fully equipped service organization.
275117 |  | PD | Head End Equipment
275117 |  | PD | Relay Protection
275117 |  | PD | Ceiling Speakers
275117 |  | PD | Amplifiers
275117 |  | PD | Wiring
275117 |  | PD | Interconnection Cabinets
275117 |  | PD | Markers
275117 |  | PD | Nameplates
275117 |  | PD | Include accessories as required for the modifications to perform the functions summarized in DESCRIPTION OF COMPLETED SYSTEM
275117 |  | QCS | Company Field Advisor Data
275117 |  | QCS | Test Report: Existing system test report
275117 |  | CCS | System acceptance test report | F
275117 |  | CCS | Certificate: Affidavit signed by the Company Field Advisor and notarized, certifying that the system meets the contract requirements and is operating properly | F
275117 |  | CCS | Operation and Maintenance Data: Deliver 2 copies | F
275223 |  |  | NURSE CALL SYSTEM
275223 |  | PACK | Submit the shop drawings, product data, and quality control submittals specified below at the same time as a package
275223 |  | SD | Composite wiring and/or schematic diagrams of the complete system as proposed to be installed (standard diagrams will not be acceptable).
275223 |  | SD | Construction details of vandal resistant stations
275223 |  | PD | Bill of materials
275223 |  | PD | Detailed description of system operation (format similar to SYSTEM DESCRIPTION).
275223 |  | PD | Name, address and telephone number of nearest fully equipped service organization
275223 |  | PD | Central Equipment
275223 |  | PD | Master Stations
275223 |  | PD | Patient Bedside Station (Vandal resistant)-Max
275223 |  | PD | Patient Station (Non-vandal resistant)-Max
275223 |  | PD | Lavatory/Emergency Station-Max
275223 |  | PD | ICU/Emergency Station-Max
275223 |  | PD | Staff Station (Vandal resistant)-Max
275223 |  | PD | Staff Station (Non-vandal resistant)-Max
275223 |  | PD | Duty Station-Max
275223 |  | PD | Signal Initiating Devices - Staff Stations
275223 |  | PD | Signal Initiating Devices - Patient Stations
275223 |  | PD | Signal Initiating Devices - Duty Stations
275223 |  | PD | Signal Initiating Devices - Emergency Stations
275223 |  | PD | Single Corridor Light
275223 |  | PD | Dual Corridor Light
275223 |  | PD | Triple Corridor Light
275223 |  | PD | Quadruple Corridor Light
275223 |  | PD | Wiring
275223 |  | QCS | Company Field Advisor Data
275223 |  | CCS | System acceptance test report | F
275223 |  | CCS | Certificate: Affidavit, signed by the Company Field Advisor and notarized, certifying that the system meets the contract requirements and is operating properly. | F
275223 |  | CCS | Operation and Maintenance Data: Deliver 2 copies | F
275223 |  | CCS | Service Availability: A fully equipped service organization capable of guaranteeing response time within 24 hours to service calls shall be available to service the completed Work | F
275223 |  | CCS | Spare Parts: 50 percent spare of each type fuse | F
275223 |  | CCS | Spare Parts: 30 percent spare of each type lamp (except LED type). | F
275223 |  | CCS | Spare Parts: 5 spare call cords for non-vandal resistant patient bedside stations | F
275223 |  | CCS | Spare Parts: 5 spare switch plugs for non-vandal resistant patient bedside stations | F
275223 |  | CCS | Spare Parts: 10 percent corridor lights (2 lamp type). | F
275223 |  | CCS | Spare Parts: 10 percent spare of each type signal initiating device. | F
275223 |  | CCS | Spare Parts: 10 percent spare of each item requiring replacement for operation and routine maintenance of system | F
275223 |  | CCS | Spare Parts: 15 spare call cords for patient stations. | F
275223 |  | CCS | Spare Parts: 5 spare switch plugs for patient stations | F
275223 |  | CCS | Spare Parts: 5 spare switch plugs for patient stations | F

## Div.28
SUBMITTALS FOR APPROVAL |  |  |  | Send to: | Critical Submittals | Contractor's Projected Dates Allow at least 4 weeks for Approval (allows time for any resubmission)
Spec Section | Sub Section | Type | Description | F | Mark "X" for all that apply | Projected Transmittal Date: | Projected Approval Date: | Projected Delivery Date:
F/O
D
281300 |  |  | CARD ACCESS CONTROL SYSTEM
281300 |  | PACK | Submit the shop drawings, product data, and quality control submittals specified below at the same time as a package
281300 |  | SD | Bill of materials
281300 |  | SD | Composite wiring and/or schematic diagrams of the complete system as proposed to be installed (standard diagrams will not be accepted).
281300 |  | SD | Total electrical load of the complete system in supervisory and alarm conditions.
281300 |  | SD | Detailed description of system operation (format similar to SYSTEM DESCRIPTION).
281300 |  | PD | Name, address and telephone number of nearest fully equipped service organization
281300 |  | PD | Card Access Control System
281300 |  | PD | Photo I.D. System
281300 |  | PD | Automatic Punch and Eyelet Setter
281300 |  | PD | Release Device
281300 |  | PD | Secondary (Standby) Power Supplies
281300 |  | PD | Alarm Detectors
281300 |  | PD | Wiring
281300 |  | PD | Terminal Locator
281300 |  | PD | Labels
281300 |  | PD | Accessories
281300 |  | QCS | Copy of license for installing Security Systems
281300 |  | QCS | Company Field Advisor Data
281300 |  | CCS | Test Report: System acceptance test report | F
281300 |  | CCS | Certificate: Affidavit, signed by the Company Field Advisor and notarized, certifying that the system meets the contract requirements and is operating properly. | F
281300 |  | CCS | Operation and Maintenance Data: Deliver 2 copies | F
281300 |  | CCS | Spare Parts: 50 percent spare of each type fuse. | F
281300 |  | CCS | Spare Parts: Film for 400 pictures | F
281300 |  | CCS | Spare Parts: 1000 access cards. | F
281300 |  | CCS | Spare Parts: Laminating material for 1000 cards. | F
281300 |  | CCS | Spare Parts: 1000 eyelets | F
281300 |  | CCS | Spare Parts: 1000 snap on removable clips | F
281300 |  | CCS | Spare Parts: 4 spare magnetic switches. | F
281300 |  | CCS | Spare Parts: 10 diskettes. | F
281300 |  | CCS | Spare Parts: One case printer paper | F
281300 |  | CCS | Spare Parts: 10 printer ribbons. | F
281354 |  |  | METAL DETECTOR
281354 |  | PD | Metal Detector
281601 |  |  | MAIN SECURITY CONSOLE
281601 |  | PACK | Submit the product data, and the shop drawings specified below at the same time as a package
281601 |  | SD | Detail scale drawing showing front elevation view and plan view of console, overall dimensions, and detail of each console section
281601 |  | SD | Show scale drawing (plan view and elevation) of console layout in control room
281601 |  | PD | Bill of materials
281601 |  | PD | Main Security Console
281601 |  | CCS | Photographs and electronic images | F
281602 |  |  | FENCE ACCESSORY STATIONS FOR PERIMETER SECURITY SYSTEMS
281602 |  | PACK | Submit the shop drawings and the product data specified below at the same time as a package
281602 |  | SD | Composite wiring and/or schematic diagrams showing the wiring within each fence accessory station as proposed to be installed (standard diagrams will not be accepted).
281602 |  | SD | Scale drawings showing location and mounting of components within each fence accessory station
281602 |  | PD | Bill Materials
281602 |  | PD | FAS Enclosures
281602 |  | PD | Outlet and Junction Boxes (Within the Fence Accessory Station)
281602 |  | PD | Channel Support System
281602 |  | PD | Combination Transformer and Disconnect
281602 |  | PD | Receptacles
281602 |  | PD | Grounding
281602 |  | PD | Terminal Strips
281602 |  | PD | Markers
281602 |  | PD | Nameplates
281602 |  | PD | Expanding Silicone Foam
281602 |  | PD | Accessories
281602 |  | CCS | Photgraphs | F
281602 |  | CCS | Spare Parts: One Transformer | F
281602 |  | CCS | Spare Parts: Six of each size fuse | F
281603 |  |  | PERIMETER SECURITY MULTIPLEX SYSTEM
281603 |  | PACK | Submit the shop drawings, product data, and quality control submittals specified below at the same time as a package
281603 |  | SD | Composite wiring and/or schematic diagrams of the complete system as proposed to be installed (standard diagrams will not be accepted).
281603 |  | SD | Interconnection details between the systems monitored and controlled by the perimeter security multiplex system
281603 |  | SD | Scale drawings of map display showing site drawing and exact locations of lamps
281603 |  | PD | Bill of materials
281603 |  | PD | Detailed description of system operation (format similar to SYSTEM DESCRIPTION).
281603 |  | PD | Name, address and telephone number of nearest fully equipped service organization
281603 |  | PD | Monitor and Control Unit (PSCPU)
281603 |  | PD | Map Display
281603 |  | PD | Console Rack
281603 |  | PD | Central 12 Volt Nominal (13.8 volt) DC Power Supply and Batteries
281603 |  | PD | Zone Out Processor (ZOP)
281603 |  | PD | Transponders - Type MCT-UHS
281603 |  | PD | Transponders - Type MCT-TW
281603 |  | PD | Gateway for Type MCT-UHS Transponders
281603 |  | PD | Programming and Diagnostic Kit for Type MCXT-UHS Transponders
281603 |  | PD | Interconncetion Cable
281603 |  | PD | Database Storage Kit
281603 |  | PD | Surge Suppressors
281603 |  | PD | Terminal Strips
281603 |  | PD | Markers
281603 |  | PD | Nameplates
281603 |  | PD | Accessories
281603 |  | QCS | Copy of license for installing Security Systems
281603 |  | QCS | Installers’ Qualifications Data
281603 |  | QCS | Company Field Advisor Data
281603 |  | CCS | Test Report: System acceptance test report | F
281603 |  | CCS | Operation and Maintenance Data: Deliver 2 copies | F
281603 |  | CCS | Photographs | F
281603 |  | CCS | Spare Parts: One of each type transponder | F
281603 |  | CCS | Spare Parts: Twelve replacement lamps of each color for map display | F
281603 |  | CCS | Spare Parts: One case of printer paper (50 rolls). | F
281603 |  | CCS | Spare Parts: Six of each size fuse | F
281604 |  |  | MICROWAVE DETECTION SYSTEM
281604 |  | PACK | Submit the shop drawings, product data, and quality control submittals specified below at the same time as a package
281604 |  | SD | Composite wiring and/or schematic diagrams of the complete system as proposed to be installed (standard diagrams will not be accepted).
281604 |  | SD | Scale drawings showing exact location of microwave receivers and transmitters (drawing shall be from Company producing microwave transmitter and receiver).
281604 |  | PD | Bill of Materials
281604 |  | PD | Detailed description of system operation (format similar to SYSTEM DESCRIPTION).
281604 |  | PD | Name, address and telephone number of nearest fully equipped service organization.
281604 |  | PD | Microwave Transmitter and Receiver Units
281604 |  | PD | Mounting Post
281604 |  | PD | Microwave Transmitter Test Unit
281604 |  | PD | Interconnection Cable
281604 |  | PD | Surge Suppressors
281604 |  | PD | Central 12 or 24 volt nominal DC power supply
281604 |  | PD | Batteries
281604 |  | PD | Concrete Bases
281604 |  | PD | Markers
281604 |  | PD | Nameplates
281604 |  | PD | Accessories
281604 |  | QCS | Company Field Advisor Data
281604 |  | QCS | Copy of license for installing Security Systems
281604 |  | QCS | Installers’ Qualifications Data
281604 |  | QCS | Company Field Advisor Data
281604 |  | CCS | Test Report: System acceptance test report | F
281604 |  | CCS | Certificate: Affidavit, signed by the Company Field Advisor and notarized, certifying that the system meets the contract requirements and is operating properly | F
281604 |  | CCS | Test Report: Test Report of microwave system after completion of work between the perimeter fences. | F
281604 |  | CCS | Operation and Maintenance Data: Deliver 2 copies | F
281604 |  | CCS | Spare Parts: One microwave transmitter unit and control box | F
281604 |  | CCS | Spare Parts: One microwave receiver unit and control box. | F
281604 |  | CCS | Spare Parts: One microwave transmitter test unit | F
281604 |  | CCS | Spare Parts: Six of each size fuse | F
281604 |  | CCS | Spare Parts: Metal sphere used for final test | F
281605 |  |  | SENSOR CABLE DETECTION SYSTEM
281605 |  | PACK | Submit the shop drawings, product data, and quality control submittals specified below at the same time as a package
281605 |  | SD | Bill of materials
281605 |  | SD | Wiring and/or schematic diagrams of the complete system as proposed to be installed (standard diagrams will not be accepted).
281605 |  | SD | Detailed description of system operation (format similar to SYSTEM DESCRIPTION).
281605 |  | PD | Name, address and telephone number of nearest fully equipped service organization.
281605 |  | PD | Signal Processors
281605 |  | PD | Sensor Cable
281605 |  | PD | Gate Bypass Units
281605 |  | PD | Test Units
281605 |  | PD | Interconnection Cable: Type MPX
281605 |  | PD | Interconnection Cable: Type MCG
281605 |  | PD | Sensor Cable Ties
281605 |  | PD | Accessories
281605 |  | PD | Tags
281605 |  | PD | Nameplates
281605 |  | QCS | Installers’ Qualifications Data
281605 |  | QCS | Company Field Advisor Data
281605 |  | CCS | Test Report: System acceptance test report | F
281605 |  | CCS | Certificate: Affidavit, signed by the Company Field Advisor and notarized, certifying that the system meets the contract requirements and is operating properly | F
281605 |  | CCS | Operation and Maintenance Data: Deliver 2 copies | F
281605 |  | CCS | Spare Parts: 10 cable splice kits for sensor cable | F
281605 |  | CCS | Spare Parts: One set of tools required for making splices | F
281605 |  | CCS | Spare Parts: 500 feet of sensor cable | F
281605 |  | CCS | Spare Parts: One signal processor test unit | F
281605 |  | CCS | Spare Parts: One sensor cable fault locator | F
281605 |  | CCS | Spare Parts: Two complete signal processing units | F
281605 |  | CCS | Spare Parts: Two signal processor circuit cards | F
281605 |  | CCS | Spare Parts: Six fuses | F
281605 |  | CCS | Spare Parts: Package of 100 cable ties | F
281606 |  |  | PERIMETER ALARM MONITORING AND INGROUND DETECTION SYSTEM
281606 |  | PACK | Submit the shop drawings, product data, and quality control submittals specified below at the same time as a package.
281606 |  | SD | Bill of materials
281606 |  | SD | Wiring and/or schematic diagrams of the complete system as proposed to be installed (standard diagrams will not be accepted)
281606 |  | SD | Interconnection details between the systems monitored and controlled by the perimeter alarm monitoring system
281606 |  | SD | Detailed description of system operation (format similar to DESCRIPTION OF SYSTEM).
281606 |  | SD | Scale drawings of the security console showing location and mounting of components
281606 |  | SD | Scale drawing of the site plan showing proposed location of sensor cables.
281606 |  | PD | Name, address and telephone number of nearest fully equipped service organization
281606 |  | PD | Operator Terminal
281606 |  | PD | Control Model
281606 |  | PD | Printer
281606 |  | PD | Interface Unit
281606 |  | PD | Transceiver Modules
281606 |  | PD | Inground Service Cables
281606 |  | PD | Interconnection Cable
281606 |  | PD | Tags
281606 |  | PD | Nameplates
281606 |  | PD | System shall include all accessories required to perform the functions summarized in SYSTEM DESCRIPTION and indicated on the drawings
281606 |  | QCS | Installers’ Qualifications Data
281606 |  | QCS | Company Field Advisor Data
281606 |  | CCS | Test Report: System acceptance test report | F
281606 |  | CCS | Certificate: Affidavit, signed by the Company Field Advisor and notarized, certifying that the system meets the contract requirements and is operating properly. | F
281606 |  | CCS | Operation and Maintenance Data: Deliver 2 copies | F
281607 |  |  | INFRARED DETECTION SYSTEM
281607 |  | PACK | Submit the shop drawings, product data, and quality control submittals specified below at the same time as a package
281607 |  | SD | Composite wiring and/or schematic diagrams of the complete system as proposed to be installed (standard diagrams will not be accepted).
281607 |  | SD | Scale drawings showing exact location of infrared transmitters and sensors (drawings shall be from Company producing the infrared equipment).
281607 |  | PD | Bill of materials
281607 |  | PD | Detailed description of system operation (format similar to SYSTEM DESCRIPTION).
281607 |  | PD | Name, address and telephone number of nearest fully equipped service organization
281607 |  | PD | Infrared Sensor Unit
281607 |  | PD | Sensor Unit Mounting Poles
281607 |  | PD | Interconnection Cable
281607 |  | PD | Surge Suppressors
281607 |  | PD | Central 28 volt DC nominal power supply and batteries
281607 |  | PD | Concrete Bases
281607 |  | PD | Markers
281607 |  | PD | Nameplates
281607 |  | PD | Accessories
281607 |  | QCS | Copy of license for installing Security Systems
281607 |  | QCS | Installers’ Qualifications Data
281607 |  | QCS | Company Field Advisor Data
281607 |  | CCS | Test Report: System acceptance test report | F
281607 |  | CCS | Certificate: Affidavit, signed by the Company Field Advisor and notarized, certifying that the system meets the contract requirements and is operating properly | F
281607 |  | CCS | Operation and Maintenance Data: Deliver 2 copies | F
281607 |  | CCS | Spare Parts: One Type “A” sensor unit | F
281607 |  | CCS | Spare Parts: One Type “B” sensor unit | F
281607 |  | CCS | Spare Parts: One test unit | F
281607 |  | CCS | Spare Parts: Six of each size fuse | F
281607 |  | CCS | Spare Parts: One borescope | F
281608 |  |  | TAUT WIRE FENCE AND ALARM SYSTEM
281608 |  | PACK | Submit the shop drawings, product data, samples, and quality control submittals specified below at the same time as a package
281608 |  | SD | Composite wiring and/or schematic diagrams of the complete system as proposed to be installed (standard diagrams will not be accepted).
281608 |  | PD | Bill of materials
281608 |  | PD | Detailed description of system operation (format similar to SYSTEM DESCRIPTION).
281608 |  | PD | Total electrical load of the complete system in supervisory and alarm conditions
281608 |  | PD | Name, address and telephone number of nearest fully equipped service organization
281608 |  | PD | Sensor Switches
281608 |  | PD | Sensor Switches
281608 |  | PD | Slider Post Accessories
281608 |  | PD | Anchor Post Accessories
281608 |  | PD | Information Cable
281608 |  | PD | Movement Transfer Wires
281608 |  | PD | Steel Posts and Single Outriggers
281608 |  | PD | Chain Link Fence Fabric
281608 |  | PD | Pipe
281608 |  | PD | Post tops
281608 |  | PD | Concrete
281608 |  | PD | Information Cable
281608 |  | PD | Taut Wire Control Unit
281608 |  | PD | Accessories
281608 |  | PD | Markers
281608 |  | PD | Nameplates
281608 |  | SAM | One 3 foot long piece of barbed movement transfer wire
281608 |  | QCS | Installers' Qualifications Data
281608 |  | QCS | Company Field Advisor Data
281608 |  | CCS | Test Report: System acceptance test report | F
281608 |  | CCS | Certificate: Affidavit, signed by the Company Field Advisor and notarized, certifying that the system meets the contract requirements and is operating properly | F
281608 |  | CCS | Operation and Maintenance Data: Deliver 2 copies | F
281608 |  | CCS | Spare Parts: Thirty AVP-1 sensor switches (2 wire). | F
281608 |  | CCS | Spare Parts: Three DTR-2000 vertical sensor posts with outriggers including sensors, tamper switch, page system, all hardware. | F
281608 |  | CCS | Spare Parts: Three DTR-2000 anchor posts with outriggers including all breakway strips and hardware. | F
281608 |  | CCS | Spare Parts: Three DTR-2000 slider posts with outriggers including spirals, spiral bars and all hardware | F
281608 |  | CCS | Spare Parts: One reel of 5000 feet of barbed, movement transfer wire | F
281608 |  | CCS | Spare Parts: One hundred breakway connecting strips | F
281608 |  | CCS | Spare Parts: One hundred tensioners | F
281608 |  | CCS | Spare Parts: One hundred link rods | F
281608 |  | CCS | Spare Parts: Two end-of-line modules. | F
281608 |  | CCS | Spare Parts: One dynamometer (in-lb). | F
281609 |  |  | E-FIELD DETECTION SYSTEM
281609 |  | PACK | Submit the shop drawings, product data, and quality control submittals specified below at the same time as a package
281609 |  | SD | Composite wiring and/or schematic diagrams of the complete system as proposed to be installed (standard diagrams will not be accepted).
281609 |  | PD | Bill of materials
281609 |  | PD | Detailed description of system operation (format similar to 1.02 System Description).
281609 |  | PD | Total electrical load of the complete system in supervisory and alarm conditions
281609 |  | PD | Name, address and telephone number of nearest fully equipped service organization.
281609 |  | PD | Zone Processor Unit
281609 |  | PD | Sense Filter
281609 |  | PD | Drain Coil
281609 |  | PD | Insulators
281609 |  | PD | Terminal Boot Kit
281609 |  | PD | Connecting Link
281609 |  | PD | Winder
281609 |  | PD | Mounting Bracket
281609 |  | PD | Tension Spring
281609 |  | PD | Interconnect Lug
281609 |  | PD | Terminators
281609 |  | PD | Field and Sense Wire
281609 |  | PD | Interconnection Cable - Type EFC
281609 |  | PD | Interconnection Cable - Type MCC-E
281609 |  | PD | Surge Suppressors
281609 |  | PD | Steel Posts, Tops and Accessories
281609 |  | PD | Concrete Bases
281609 |  | PD | Vertical Wall Mount Bracket
281609 |  | PD | Connecting Link
281609 |  | PD | Markers
281609 |  | PD | Nameplates
281609 |  | PD | Ground Strap
281609 |  | PD | Rod Electrode
281609 |  | QCS | Copy of license for installing Security Systems
281609 |  | QCS | Installers’ Qualifications Data
281609 |  | QCS | Company Field Advisor Data
281609 |  | CCS | Test Report: System acceptance test report | F
281609 |  | CCS | Certificate: Affidavit, signed by the Company Field Advisor and notarized, certifying that the system meets the contract requirements and is operating properly | F
281609 |  | CCS | Operation and Maintenance Data: Deliver 2 copies | F
281609 |  | CCS | Spare Parts: One zone processor unit | F
281609 |  | CCS | Spare Parts: 600 feet of field and sense wire | F
281609 |  | CCS | Spare Parts: One sense filter | F
281609 |  | CCS | Spare Parts: Two terminators of each type | F
281609 |  | CCS | Spare Parts: Eight of each type insulator | F
281609 |  | CCS | Spare Parts: One drain coil | F
281609 |  | CCS | Spare Parts: Eight terminal boot kits | F
281609 |  | CCS | Spare Parts: Four winders | F
281611 |  |  | MODIFICATIONS TO MAIN SECURITY CONSOLE
281611 |  | PACK | Submit the product data, and the shop drawings specified below at the same time as a package
281611 |  | SD | Show details of the modifications as proposed to be installed (standard details will not be accepted).
281611 |  | PD | Bill of materials
281611 |  | PD | Console Sections
281611 |  | PD | Exhaust Fans - Guard
281611 |  | PD | Exhaust Fans - Grill
281611 |  | PD | Exhaust Fans - Sleeve
281611 |  | CCS | Photographs | F
281613 |  |  | MODIFICATIONS TO PERIMETER SECURITY MULTIPLEX SYSTEM
281613 |  | PACK | Submit the shop drawings, product data, and quality control submittals specified below at the same time as a package
281613 |  | SD | Composite wiring and/or schematic diagrams of the modifications as proposed to be installed (standard diagrams will not be accepted).
281613 |  | SD | Interconnection details between the systems monitored and controlled by the perimeter security multiplex system.
281613 |  | SD | Scale drawing of map display showing site drawing and exact locations of lamps
281613 |  | PD | Bill of materials
281613 |  | PD | Detailed description of completed system operation
281613 |  | PD | Name, address and telephone number of nearest fully equipped service organization.
281613 |  | PD | Map Display
281613 |  | PD | Remote Power Supply
281613 |  | PD | Transponders
281613 |  | PD | Interconnection cable
281613 |  | PD | Surge Suppressors
281613 |  | PD | Terminal Strips
281613 |  | PD | Markers
281613 |  | PD | Nameplates
281613 |  | PD | Programming Software and Equipment
281613 |  | PD | Accessories
281613 |  | QCS | Copy of license for installing Security Systems
281613 |  | QCS | Installers’ Qualifications Data
281613 |  | QCS | Company Field Advisor Data
281613 |  | QCS | Test Report: Existing system test report
281613 |  | CCS | Test Report: System acceptance test report | F
281613 |  | CCS | Certificate: Affidavit, signed by the Company Field Advisor and notarized, certifying that the system meets the contract requirements and is operating properly | F
281613 |  | CCS | Operation and Maintenance Data: Deliver 2 copies | F
281613 |  | CCS | Spare Parts: One transponder | F
281613 |  | CCS | Spare Parts: Twelve replacement lamps of each color for map display | F
281613 |  | CCS | Spare Parts: Six of each size fuse | F
281615 |  |  | MODIFICATIONS TO ELECTRONIC FENCE ALARM SYSTEM
281615 |  | PACK | Submit the shop drawings, product data, and quality control submittals specified below at the same time as a package
281615 |  | SD | Wiring and/or schematic diagrams of the modifications as proposed to be installed (standard diagrams will not be accepted).
281615 |  | SD | Composite wiring and/or schematic diagrams of the modifications as proposed to be installed (standard diagrams will not be accepted
281615 |  | SD | Interconnection details between the systems monitored and controlled by the perimeter alarm system
281615 |  | SD | Scale drawing of map display showing site drawing and exact locations of lamps.
281615 |  | SD | Scale drawings of dual zone processor enclosures showing location and mounting of components
281615 |  | PD | Bill of materials
281615 |  | PD | Detailed description of system modifications and operation
281615 |  | PD | Name, address and telephone number of nearest fully equipped service organization
281615 |  | PD | Zone Monitor
281615 |  | PD | Relays
281615 |  | PD | Map Interface
281615 |  | PD | Map Display
281615 |  | PD | Transponders
281615 |  | PD | Dual Zone Processors
281615 |  | PD | Enclosures for Dual Zone Processors
281615 |  | PD | Termination/Splice Kits
281615 |  | PD | Interconnection cable
281615 |  | PD | Sensor Cables
281615 |  | PD | Non-Sensitized Coaxial Cable
281615 |  | PD | Multi-Conductor Cable
281615 |  | PD | Gate Bypass Switch
281615 |  | PD | NEMA 4 Enclosures
281615 |  | PD | Junction Boxes
281615 |  | PD | Sensor Cable Ties
281615 |  | PD | Rigid Steel Conduit and Fittings
281615 |  | PD | Tags
281615 |  | PD | Nameplates
281615 |  | QCS | Copy of license for installing Security Systems
281615 |  | QCS | Installers’ Qualifications Data
281615 |  | QCS | Company Field Advisor Data
281615 |  | QCS | Test Report: Existing system test report
281615 |  | CCS | System acceptance test report | F
281615 |  | CCS | Certificate: Affidavit, signed by the Company Field Advisor and notarized, certifying that the system meets the contract requirements and is operating properly | F
281615 |  | CCS | Operation and Maintenance Data: Deliver 2 copies | F
281618 |  |  | MODIFICATIONS TO TAUT WIRE FENCE AND ALARM SYSTEM
281618 |  | PACK | Submit the shop drawings, product data, samples, and quality control submittals specified below at the same time as a package
281618 |  | SD | Composite wiring and/or schematic diagrams of the modifications to the existing system as proposed to be installed (standard diagrams will not be accepted).
281618 |  | PD | Bill of materials
281618 |  | PD | Detailed description of system operation (format similar to DESCRIPTION OF EXISTING SYSTEM).
281618 |  | PD | Name, address and telephone number of nearest fully equipped service organization
281618 |  | PD | Sensors
281618 |  | PD | Slider Post Accessories
281618 |  | PD | Anchor Post Accessories
281618 |  | PD | Information Cable
281618 |  | PD | Movement Transfer Wires
281618 |  | PD | Steel Posts and Single Outriggers
281618 |  | PD | Chain Link Fabric
281618 |  | PD | Rails, Post Tops and Accessories
281618 |  | PD | Concrete
281618 |  | PD | Markers
281618 |  | PD | Nameplates
281618 |  | QCS | Installers’ Qualifications Data
281618 |  | QCS | Company Field Advisor Data
281618 |  | QCS | Test Report: Existing system test report
281618 |  | CCS | Test Report: System acceptance test report | F
281618 |  | CCS | Certificate: Affidavit, signed by the Company Field Advisor and notarized, certifying that the system meets the contract requirements and is operating properly | F
281618 |  | CCS | Operation and Maintenance Data: Deliver 2 copies | F
281618 |  | CCS | Spare Parts: Thirty AVP-1 sensor switches (2 wire). | F
281618 |  | CCS | Spare Parts: One reel of 1000 feet of barbed, movement transfer wire | F
281618 |  | CCS | Spare Parts: Thirty breakway connecting strips. | F
281618 |  | CCS | Spare Parts: Thirty tensioners. | F
281618 |  | CCS | Spare Parts: Thirty link rods | F
281618 |  | CCS | Spare Parts: One end-of-line module. | F
281618 |  | CCS | Spare Parts: Ten 60 inch length, intermediate spirals. | F
281618 |  | CCS | Spare Parts: Twenty 48 inch length, intermediate spirals | F
281650 |  |  | SYSTEMS PROGRAMMING COMPUTER
281650 |  | PD | Data proving that the programming computer being proposed can perform the programming functions associated with the related systems
281650 |  | PD | Systems Programming Computer
281650 |  | CCS | Operation and Maintenance Data: Deliver 2 copies | F
282301 |  |  | PERIMETER SURVEILLANCE CCTV SYSTEM
282301 |  | PACK | Submit the shop drawings, product data and quality control submittals specified below at the same time as a package
282301 |  | SD | Composite wiring and/or schematic diagrams of the complete system as proposed to be installed (standard diagrams will not be accepted), including video signal integrity equipment, etc. required for a complete system.
282301 |  | SD | Scale drawings showing mounting of camera station components.
282301 |  | SD | Details of camera station poles and bases
282301 |  | SD | Scale drawings showing location and mounting of components to be mounted in the main security console.
282301 |  | PD | Bill of materials
282301 |  | PD | Detailed description of system operation (format similar to SYSTEM DESCRIPTION).
282301 |  | PD | State number of video inputs and outputs used specifically for this project and number of video inputs and outputs available for future use if system is expanded to maximum capacity.
282301 |  | PD | Name, address and telephone number of nearest fully equipped service organization
282301 |  | PD | Television Central Processing Unit
282301 |  | PD | Alarm Interface Unit
282301 |  | PD | Signal Distribution Unit
282301 |  | PD | Keyboard Control Unit
282301 |  | PD | Video Cassette Recorders
282301 |  | PD | Monitors
282301 |  | PD | Optical Fiber Bi-directional Receiver
282301 |  | PD | Optical Fiber Receiver Rack
282301 |  | PD | Console Rack
282301 |  | PD | Camera Stations (Outdoor) Type O-FFLL (Outdoor-Fixed Focal Length Lens)
282301 |  | PD | Camera Stations (Outdoor) Type O-Z/P/T (Outdoor-Zoom/Pan/Tilt)
282301 |  | PD | Camera Station Poles
282301 |  | PD | Mounting BracketRemote Monitor/Control Jack Stations
282301 |  | PD | Mobile Monitor/Control Jack Stations
282301 |  | PD | Mobile Video Cabinet
282301 |  | PD | Surge Suppressors
282301 |  | PD | Wiring
282301 |  | PD | Connectors
282301 |  | PD | Video Signal Integrity Equipment
282301 |  | PD | Markers and Nameplates
282301 |  | PD | Concrete Bases
282301 |  | PD | Accessories
282301 |  | QCS | Copy of license for installing Security Systems
282301 |  | QCS | Design Data: Certified data from the manufacturer of the camera station poles proving that the deflection rate will not exceed the specified limits
282301 |  | QCS | Installer's Qualifications Data
282301 |  | QCS | Company Field Advisor Data
282301 |  | CCS | Video tape test recordings (scenes). | F
282301 |  | CCS | System acceptance test report. | F
282301 |  | CCS | Certificate: Affidavit, signed by the Company Field Advisor and notarized, certifying that the system meets the contract requirements and is operating properly | F
282301 |  | CCS | Operation and Maintenance Data: Deliver 2 copies | F
282301 |  | CCS | Spare Parts: One camera with zoom lens for outdoor camera station | F
282301 |  | CCS | Spare Parts: One camera with fixed focal length lens for outdoor camera station | F
282301 |  | CCS | Spare Parts: One outdoor camera housing with accessories | F
282301 |  | CCS | Spare Parts: One R/D control unit | F
282301 |  | CCS | Spare Parts: One pan/tilt unit (outdoor). | F
282301 |  | CCS | Spare Parts: One video input module for TVCPU | F
282301 |  | CCS | Spare Parts: One video output module for TVCPU. | F
282301 |  | CCS | Spare Parts: 3 of each size fuse. | F
282301 |  | CCS | Spare Parts: 100 two hour cassettes for VCR | F
282301 |  | CCS | Spare Parts: One of each type optical fiber bi-directional transmitter | F
282301 |  | CCS | Spare Parts: One of each type optical fiber bi-directional receiver. | F
282301 |  | CCS | Spare Parts: One optical fiber bi-directional transmitter power supply. | F
282302 |  |  | CCTV SYSTEM - SPECIAL HOUSING UNIT
282302 |  | PACK | Submit the shop drawings, product data, and quality control submittals specified below at the same time as a package
282302 |  | SD | Composite wiring and/or schematic diagrams of the complete system as proposed to be installed (standard diagrams will not be acceptable), including video signal integrity equipment, etc. required for a complete system.
282302 |  | SD | Scale drawings showing mounting of camera station components.
282302 |  | SD | Scale drawings of central monitoring console and guard stations showing location and mounting of components
282302 |  | PD | Bill of materials
282302 |  | PD | Detailed description of system operation (format similar to SYSTEM DESCRIPTION).
282302 |  | PD | State number of video inputs and outputs used specifically for this project and number of video inputs and outputs available for future use if system is expanded to maximum capacity.
282302 |  | PD | Name, address and telephone number of nearest fully equipped service organization
282302 |  | PD | Television Central Processing Unit
282302 |  | PD | Switcher Follower Unit
282302 |  | PD | Video Distribution Amplifiers
282302 |  | PD | Keyboard Control Unit
282302 |  | PD | Video Cassette Recorders
282302 |  | PD | Monitors
282302 |  | PD | Audio Equipment
282302 |  | PD | Central Monitoring Console Rack
282302 |  | PD | SHU Guard Station Console Rack
282302 |  | PD | Camera Stations (Outdoor) - Type O-FFLL
282302 |  | PD | Camera Stations (Indoor) - Type I-FFLL
282302 |  | PD | Wall Mount Bracket (Outdoor
282302 |  | PD | Surge Suppressors
282302 |  | PD | Cables - Video
282302 |  | PD | Cables - Audio
282302 |  | PD | Connectors
282302 |  | PD | Video Signal Integrity Equipment
282302 |  | PD | CCTV Interconnection Cabinets
282302 |  | PD | Markers and Nameplates
282302 |  | PD | Station Locators
282302 |  | PD | Mobile VCR Cart
282302 |  | PD | Accessories
282302 |  | QCS | Copy of license for installing Security Systems
282302 |  | QCS | Installers Qualifications Data
282302 |  | QCS | Company Field Advisor Data
282302 |  | CCS | System acceptance test report | F
282302 |  | CCS | Certificate: Affidavit, signed by the Company Field Advisor and notarized, certifying that the system meets the contract requirements and is operating properly | F
282302 |  | CCS | Operation and Maintenance Data: Deliver 2 copies | F
282302 |  | CCS | Phtographs | F
282302 |  | CCS | Service Availability: A fully equipped service organization capable of guaranteeing response time within 8 hours to service calls shall be available 24 hours a day, 7 days a week to service the completed system. | F
282302 |  | CCS | Spare Parts: One camera with fixed focal length lens for outdoor camera station | F
282302 |  | CCS | Spare Parts: One camera with fixed focal length lens for indoor camera station for each different lens used | F
282302 |  | CCS | Spare Parts: One outdoor camera housing with accessories | F
282302 |  | CCS | Spare Parts: 3 indoor camera housings with accessories | F
282302 |  | CCS | Spare Parts: One video input module | F
282302 |  | CCS | Spare Parts: One video output module | F
282302 |  | CCS | Spare Parts: 3 of each size fuse | F
282302 |  | CCS | Spare Parts: 100 one hour cassettes for VCR | F
282303 |  |  | CCTV SYSTEM - CORRIDOR AND STAIRS
282303 |  | PACK | Submit the shop drawings, product data, and quality control submittals specified below at the same time as a package
282303 |  | SD | Composite wiring and/or schematic diagrams of the complete system as proposed to be installed (standard diagrams will not be accepted), including interface equipment, video signal integrity equipment, etc. required for a complete system.
282303 |  | SD | Scale drawings showing mounting of camera station components
282303 |  | SD | Scale drawings of security console showing location and mounting of components which are to be mounted in the main security console
282303 |  | PD | Detailed description of system operation (format similar to SYSTEM DESCRIPTIONS).
282303 |  | PD | State number of video inputs and outputs used specifically for this project and number of video inputs and outputs available for future use if system is expanded to maximum capacity
282303 |  | PD | Name, address and telephone number of nearest fully equipped service organization.
282303 |  | PD | Television Central Processing Unit
282303 |  | PD | System Expansion Unit
282303 |  | PD | Alarm Interface Unit
282303 |  | PD | Keyboard Control Unit
282303 |  | PD | Sequential Switcher
282303 |  | PD | Monitors
282303 |  | PD | Console Rack
282303 |  | PD | Camera Stations (Indoor) Type I-FFLL
282303 |  | PD | Cable - Video
282303 |  | PD | Connectors
282303 |  | PD | Video Signal Integrity Equipment
282303 |  | PD | Markers and Nameplates
282303 |  | PD | Accessories
282303 |  | QCS | Copy of license for installing Security Systems
282303 |  | QCS | Installers’ Qualifications Data
282303 |  | QCS | Company Field Advisor Data
282303 |  | CCS | Video tape test recordings (scenes). | F
282303 |  | CCS | System acceptance test report | F
282303 |  | CCS | Certificate: Affidavit, signed by the Company Field Advisor and notarized, certifying that the system meets the contract requirements and is operating properly | F
282303 |  | CCS | Operation and Maintenance Data: Deliver 2 copies | F
282303 |  | CCS | Service Availability: A fully equipped service organization capable of guaranteeing reasonable time within 8 hours to service calls shall be available 24 hours a day, 7 days a week to service the completed system. | F
282303 |  | CCS | Spare Parts: One camera with fixed focal length lens for each different lens used | F
282303 |  | CCS | Spare Parts: One video input module | F
282303 |  | CCS | Spare Parts: One video output module | F
282303 |  | CCS | Spare Parts: 3 of each size fuse | F
282303 |  | CCS | Spare Parts: One camera housing. | F
282304 |  |  | INDOOR AND OUTDOOR SURVEILLANCE CCTV SYSTEM
282304 |  | PACK | Submit the shop drawings, product data, and quality control submittals specified below at the same time as a package
282304 |  | SD | Composite wiring and/or schematic diagrams of the complete system as proposed to be installed (standard diagrams will not be accepted), including interface equipment, video signal integrity equipment, etc. required for a complete system.
282304 |  | SD | Scale drawings showing mounting of camera station components
282304 |  | SD | Details of camera station poles and bases
282304 |  | SD | Scale drawings of security console showing location and mounting of components
282304 |  | PD | Bill of materials
282304 |  | PD | Detailed description of system operation (format similar to SYSTEM DESCRIPTION).
282304 |  | PD | State number of video inputs and outputs used specifically for this project and number of video inputs and outputs available for future use if system is expanded to maximum capacity
282304 |  | PD | Name, address and telephone number of nearest fully equipped service organization
282304 |  | PD | Television Central Processing Unit
282304 |  | PD | Central Monitoring Console Equipment
282304 |  | PD | Switcher Follower Unit
282304 |  | PD | System Expansion Unit
282304 |  | PD | Alarm Interface Unit
282304 |  | PD | Video Motion Detectors
282304 |  | PD | Video Distribution Amplifiers
282304 |  | PD | Signal Distribution Unit
282304 |  | PD | Keyboard Control Unit
282304 |  | PD | Video Cassette Recorders
282304 |  | PD | Monitors
282304 |  | PD | Microphone/Speaker Units
282304 |  | PD | Amplifier
282304 |  | PD | Microphone and Speaker
282304 |  | PD | Central Monitoring Console Rack
282304 |  | PD | Camera Stations (Outdoor) - Type O-FFLL
282304 |  | PD | Camera Stations (Outdoor) - Type O-Z/P/T
282304 |  | PD | Camera Stations (Indoor) - Type I-FFLL
282304 |  | PD | Camera Stations (Indoor) - Type I-Z/P/T
282304 |  | PD | Camera Station Poles
282304 |  | PD | Wall Mount Bracket
282304 |  | PD | Surge Suppressors
282304 |  | PD | Outdoor and Underground Cables - Type VDO
282304 |  | PD | Outdoor and Underground Cables - Type TVB
282304 |  | PD | Outdoor and Underground Cables - Type CTRL
282304 |  | PD | Indoor Cables - Type VSC
282304 |  | PD | Indoor Cables - Type CTRL-I
282304 |  | PD | Indoor Cables - Audio Cables
282304 |  | PD | Connectors
282304 |  | PD | Video Signal Integrity Equipment
282304 |  | PD | CCTV Interconnection Cabinets
282304 |  | PD | Markers and Nameplates
282304 |  | PD | Station Locators
282304 |  | PD | Concrete Bases
282304 |  | PD | Accessories
282304 |  | QCS | Copy of license for installing Security Systems
282304 |  | QCS | Design Data: Certified data from the manufacturer of the camera station poles proving that the deflection rate will not exceed the specified limits
282304 |  | QCS | Installers’ Qualifications Data
282304 |  | QCS | Company Field Advisor Data
282304 |  | CCS | Video tape test recordings (scenes). | F
282304 |  | CCS | System acceptance test report | F
282304 |  | CCS | Certificate: Affidavit, signed by the Company Field Advisor and notarized, certifying that the system meets the contract requirements and is operating properly | F
282304 |  | CCS | Operation and Maintenance Data: Deliver 2 copies | F
282304 |  | CCS | Photographs | F
282304 |  | CCS | Service Availability: A fully equipped service organization capable of guaranteeing response time within 8 hours to service calls shall be available 24 hours a day, 7 days a week to service the completed system. | F
282304 |  | CCS | Spare Parts: One camera with zoom lens and control for outdoor camera station | F
282304 |  | CCS | Spare Parts: One camera with zoom lens and control for indoor camera station | F
282304 |  | CCS | Spare Parts: One camera with fixed focal length lens for outdoor camera station | F
282304 |  | CCS | Spare Parts: One camera with fixed focal length lens for indoor camera station. | F
282304 |  | CCS | Spare Parts: One outdoor camera housing with accessories | F
282304 |  | CCS | Spare Parts: One indoor camera housing with accessories | F
282304 |  | CCS | Spare Parts: One R/D control unit | F
282304 |  | CCS | Spare Parts: One pan/tilt unit (outdoor). | F
282304 |  | CCS | Spare Parts: One pan/tilt unit (indoor). | F
282304 |  | CCS | Spare Parts: One video input module. | F
282304 |  | CCS | Spare Parts: One video output module. | F
282304 |  | CCS | Spare Parts: 3 of each size fuse. | F
282304 |  | CCS | Spare Parts: 100 one hour cassettes for VCR. | F
282305 |  |  | CCTV SYSTEM
282305 |  | PACK | Submit the shop drawings, product data, and quality control submittals specified below at the same time as a package
282305 |  | SD | Composite wiring and/or schematic diagrams of the complete system as proposed to be installed (standard diagrams will not be accepted), including interface equipment, video signal integrity equipment, etc. required for a complete system
282305 |  | SD | Scale drawings showing mounting of camera station components
282305 |  | SD | Scale drawings of console showing location and mounting of components
282305 |  | PD | Bill of Materials
282305 |  | PD | Detailed description of system operation (format similar to SYSTEM DESCRIPTION).
282305 |  | PD | State number of video inputs and outputs used specifically for this project and number of video inputs and outputs available for future use if system is expanded to maximum capacity
282305 |  | PD | Name, address and telephone number of nearest fully equipped service organization.
282305 |  | PD | Television Central Processing Unit
282305 |  | PD | Controller Follower Unit
282305 |  | PD | Sixteen Channel Video Multiplexer
282305 |  | PD | Video Cassette Recorders
282305 |  | PD | Monitors
282305 |  | PD | Optical Fiber Bi-directional Receiver
282305 |  | PD | Optical Fiber Receiver Rack
282305 |  | PD | Camera Stations (Outdoor) - Type O-Z/P/T
282305 |  | PD | Wall Mount Bracket
282305 |  | PD | Surge Suppressors
282305 |  | PD | Wiring
282305 |  | PD | Connectors
282305 |  | PD | Video Signal Integrity Equipment
282305 |  | PD | Camera Junction Box
282305 |  | PD | Mobile Viedo Cabinet
282305 |  | PD | Video Cassettes
282305 |  | PD | Markers and Namplates
282305 |  | PD | Accessories
282305 |  | QCS | Installers’ Qualifications Data
282305 |  | QCS | Company Field Advisor Data
282305 |  | CCS | Video tape test recordings (scenes). | F
282305 |  | CCS | System acceptance test report | F
282305 |  | CCS | Certificate: Affidavit, signed by the Company Field Advisor and notarized, certifying that the system meets the contract requirements and is operating properly | F
282305 |  | CCS | Operation and Maintenance Data: Deliver 2 copies | F
282305 |  | CCS | Spare Parts: One camera with zoom lens and control for outdoor camera station | F
282305 |  | CCS | Spare Parts: One outdoor camera housing with accessories | F
282305 |  | CCS | Spare Parts: One R/D control unit. | F
282305 |  | CCS | Spare Parts: One pan/tilt unit (outdoor). | F
282305 |  | CCS | Spare Parts: One OFBDT | F
282305 |  | CCS | Spare Parts: One OFBDR | F
282305 |  | CCS | Spare Parts: 3 of each size fuse | F
282305 |  | CCS | Spare Parts: 10 E-200 video cassettes for VCR | F
282315 |  |  | MODIFICATIONS TO PERIMETER SURVEILLANCE CCTV SYSTEM
282315 |  | PACK | Submit the shop drawings, product data, and quality control submittals specified below at the same time as a package.
282315 |  | SD | Composite wiring and/or schematic diagrams of the modifications as proposed to be installed (standard diagrams will not be accepted).
282315 |  | SD | Scale drawings showing mounting of camera station components.
282315 |  | SD | Details of camera station poles and bases
282315 |  | SD | Scale drawings showing location and mounting of components to be mounted in the main security console.
282315 |  | PD | Bill of materials
282315 |  | PD | Detailed description of completed system operation
282315 |  | PD | Name, address and telephone number of nearest fully equipped service organization
282315 |  | PD | Modules for camera and monitor bays
282315 |  | PD | Modules for TVCPU
282315 |  | PD | Monitors
282315 |  | PD | Alarm Interface Unit
282315 |  | PD | Optical Fiber Bi-directional Receivers
282315 |  | PD | Camera Stations (Outdoor) - Type O-Z/P/T
282315 |  | PD | Camera Station Poles
282315 |  | PD | Mounting Bracket
282315 |  | PD | Surge Suppressors
282315 |  | PD | Connectors
282315 |  | PD | Video Signal Integrity Equipment
282315 |  | PD | Markers and Nameplates
282315 |  | PD | Concrete Bases
282315 |  | PD | Accessories
282315 |  | QCS | Copy of license for installing security systems
282315 |  | QCS | Design Data
282315 |  | QCS | Installers’ Qualifications Data
282315 |  | QCS | Company Field Advisor Data
282315 |  | QCS | Test Report: Existing system test report
282315 |  | CCS | Video tape test recordings (scenes). | F
282315 |  | CCS | System acceptance test report | F
282315 |  | CCS | Certificate: Affidavit, signed by the Company Field Advisor and notarized, certifying that the system meets the contract requirements and is operating properly | F
282315 |  | CCS | Operation and Maintenance Data: Deliver 2 copies | F
282315 |  | CCS | Spare Parts: One camera with zoom lens and control for outdoor camera station. | F
282315 |  | CCS | Spare Parts: One outdoor camera housing with accessories | F
282315 |  | CCS | Spare Parts: One R/D control unit | F
282315 |  | CCS | Spare Parts: One pan/tilt unit (outdoor). | F
282315 |  | CCS | Spare Parts: One video input module for TVCPU. | F
282315 |  | CCS | Spare Parts: One video output module for TVCPU | F
282315 |  | CCS | Spare Parts: 3 of each size fuse | F
282315 |  | CCS | Spare Parts: One optical fiber bi-directional transmitter | F
282315 |  | CCS | Spare Parts: One optical fiber bi-directional receiver | F
282315 |  | CCS | Spare Parts: One optical fiber bi-directional transmitter power supply | F
282315 |  | CCS | Spare Parts: Two 9 inch monitors | F
282315 |  | CCS | Spare Parts: Three 5 inch monitors | F
283101 |  |  | PROTECTED PREMISES FIRE ALARM SYSTEM
283101 |  | PACK | Submit the shop drawings, product data, and quality control submittals specified and a Company Field Advisor Letter
283101 |  | PD | Preliminary Submittal: Existing System Test Report
283101 |  | SD | Composite wiring and/or schematic diagrams of the complete system as proposed to be installed (standard diagrams will not be acceptable).
283101 |  | SD | Interconnection details between new system and existing sub-systems
283101 |  | SD | Interconnection details between system and future direct Digital Building Control System
283101 |  | PD | Bill of materials
283101 |  | PD | Detailed description of system operation. Format similar to SYSTEM DESCRIPTION
283101 |  | PD | Sample procedure, programming and print-out for alarm, acknowledgment, and system reset.
283101 |  | PD | Total electrical load of the complete system in supervisory and alarm conditions
283101 |  | PD | Statement from the Company producing the system, for each size and type of single conductor and multiconductor cable proposed for use, indicating that the electrical characteristics meet the requirements of the Company.
283101 |  | PD | Data from the Company furnishing the products, proving that detection devices that receive their power from the initiating device circuit or a signaling line circuit of a fire alarm control unit are UL listed for use with the control unit
283101 |  | PD | Detailed description of procedure proposed to test individual initiating devices
283101 |  | PD | Name, address and telephone number of nearest fully equipped service organization
283101 |  | PD | State grade and number of leased telephone lines required for use with modem units
283101 |  | PD | Response time index comparison between the elevator hoistway and machine room heat detecting devices and sprinkler heads proving that the heat detecting devices will respond and will cause elevator power shutdown prior to sprinkler operation
283101 |  | PD | Network
283101 |  | PD | Fire Alarm Control Panels
283101 |  | PD | Remote Auxiliary Power Supplies
283101 |  | PD | Remote Addressable Network Modules
283101 |  | PD | Remote Annunciator/Control Centers
283101 |  | PD | Building Manager Alarm Annunciators
283101 |  | PD | Ceiling Mounted Detecting devices - Smoke Detectors
283101 |  | PD | Ceiling Mounted Detecting devices - Heat Detectors
283101 |  | PD | Ceiling Mounted Sensors - Smoke Sensors
283101 |  | PD | Ceiling Mounted Sensors - Heat Sensors
283101 |  | PD | Air Duct Smoke Detectors - Photoelectric Type
283101 |  | PD | Air Duct Smoke Detectors - Remote Alarm Indicator For Use With Air Duct Smoke Detectors
283101 |  | PD | Air Duct Smoke Detectors - Remote Alarm Indicator And Test Switch For Use With Air Duct Smoke Detectors
283101 |  | PD | Air Duct Smoke Sensors - Photoelectric Type
283101 |  | PD | Air Duct Smoke Sensors - Remote Alarm Indicator For Use With Air Duct Smoke Sensors
283101 |  | PD | Air Duct Smoke Sensors - Remote Alarm Indicator And Test Switch For Use With Air Duct Smoke Sensors
283101 |  | PD | Flame Detecting Devices
283101 |  | PD | Explosion Proof Rate-of-Rise/Fixed Temperature Heat Detectors
283101 |  | PD | Projected Beam Type Detectors (Non-Addressable)
283101 |  | PD | Manual Fire Alarm Boxes
283101 |  | PD | Combination Audible/Visible Appliances - Wall Mounted
283101 |  | PD | Visible Appliances - Wall Mounted
283101 |  | PD | Audible Appliances - Wall Mounted
283101 |  | PD | Master Transmitter for Municipal Connection
283101 |  | PD | Digital Alarm Communicator Transmitter
283101 |  | PD | Digital Alarm Communicator Receiver
283101 |  | PD | Modem Units
283101 |  | PD | Electromagnetic Door Hold-Open Devices
283101 |  | PD | Sprinkler Valve Supervisory Switches
283101 |  | PD | Tamper Switches
283101 |  | PD | Waterflow Switch, Vane Type
283101 |  | PD | Pull Station Protective Shield
283101 |  | PD | Protective Grid for Bells
283101 |  | PD | Steel Web Guards
283101 |  | PD | Terminal Strip Cabinets
283101 |  | PD | Power-Limited Fire Alarm Circuit Conductors
283101 |  | PD | Non-Power-Limited Fire Alarm Circuit Conductors
283101 |  | PD | Metal-Clad Cable
283101 |  | PD | Fire Alarm Circuit Integrity (CI) Cable
283101 |  | PD | MI Cable
283101 |  | PD | Other 2-hour Fire Resistive Cables
283101 |  | PD | Procedure Sign
283101 |  | PD | Code Locator
283101 |  | PD | Alarm Notification Locator
283101 |  | PD | Floor Locator
283101 |  | PD | Wiring Diagram
283101 |  | PD | Nameplates
283101 |  | PD | Fire Alarm Signs
283101 |  | PD | Manual Fire Alarm Box Signs
283101 |  | PD | Markers
283101 |  | PD | Accessories
283101 |  | PD | Fire Extinguisher
283101 |  | QCS | Copy of license required by New York State General Business Law Article 6-D for installing Fire Alarm Systems
283101 |  | QCS | Company Field Advisor Data
283101 |  | QCS | Outline of Onsite Training Programs Required of Company Field Advisor
283101 |  | CCS | System acceptance test report | F
283101 |  | CCS | Certificates: Affidavit, signed by the Company Field Advisor and notarized, certifying that the system meets the contract requirements and is operating properly | F
283101 |  | CCS | Certificates: NFPA Record of Completion | F
283101 |  | CCS | Operation and Maintenance Data: Deliver 2 copies | F
283101 |  | CCS | Service Availability: A fully equipped service organization capable of guaranteeing response time within 8 hours to service calls shall be available 24 hours a day, 7 days a week to service the completed Work | F
283101 |  | CCS | Spare Parts: 50 percent spare of each type fuse | F
283101 |  | CCS | Spare Parts: 30 percent spare of each type lamp (except LED type). | F
283101 |  | CCS | Spare Parts: 10 percent spare of each type initiating device | F
283101 |  | CCS | Spare Parts: 10 percent spare of each type notification appliance | F
283101 |  | CCS | Spare Parts: 10 percent spare of each type protective device | F
283101 |  | CCS | Spare Parts: Printer paper (2 cases, 3200 sheets per case for fanfold style printer). | F
283101 |  | CCS | Spare Parts: Four ribbons for printer | F
283101 |  | CCS | Spare Parts: Twelve rolls of paper for strip printer. | F
283101 |  | CCS | Spare Parts: Four snap-in ribbon cassettes for strip printer | F
283101 |  | CCS | Spare Parts: Two tools to remove and install each type and size of vandal resistant fastener | F
283101 |  | CCS | Spare Parts: Twenty-four code locator cards (minimum size 5 x 8 inches) with the codes and location associated with each code imprinted thereon. | F
283101 |  | CCS | Spare Parts: Twenty-four card holders for code locator cards | F
283102 |  |  | PROTECTED PREMISES FIRE ALARM/EMERGENCY COMMUNICATION SYSTEM
283102 |  | PACK | Submit the shop drawings, product data, and quality control submittals specified with Company Field Advisor Letter
283102 |  | SD | Composite wiring and/or schematic diagrams of the complete system as proposed to be installed (standard diagrams will not be acceptable).
283102 |  | SD | Scaled floor plans and elevation drawings showing location of the FCS, and location of all other major components associated with the system
283102 |  | SD | Scaled drawings of the FCS showing layout of, and indicating the function of each switch, button, lamp, and accessory
283102 |  | SD | Full color architectural rendering of the FCS from a perspective viewpoint, demonstrating that its layout, design, style, materials and colorings will complement the architectural surroundings in which the FCS is to be installed
283102 |  | SD | Scaled drawings of each RA/CC showing layout of, and indicating the function of each annunciator module, switch module, and accessory.
283102 |  | SD | Interconnection details between new system and existing sub-systems
283102 |  | SD | Interconnection details between system and future direct Digital Building Control System
283102 |  | PD | Bill of materials
283102 |  | PD | Detailed description of system operation. Format similar to SYSTEM DESCRIPTION
283102 |  | PD | Sample procedure, programming and print-out for alarm, acknowledgment, and system reset
283102 |  | PD | Total electrical load of the complete system in supervisory and alarm conditions
283102 |  | PD | Statement from the Company producing the system, for each size and type of single conductor and multiconductor cable proposed for use, indicating that the electrical characteristics meet the requirements of the Company.
283102 |  | PD | Data from the Company furnishing the products, proving that detection devices that receive their power from the initiating device circuit or a signaling line circuit of a fire alarm control panel are UL listed for use with the control panel
283102 |  | PD | Detailed description of procedure proposed to test individual initiating devices
283102 |  | PD | Name, address and telephone number of nearest fully equipped service organization
283102 |  | PD | State grade and number of leased telephone lines required for use with modem units
283102 |  | PD | Response time index comparison between the elevator hoistway and machine room heat detecting devices and sprinkler heads proving that the heat detecting devices will respond and will cause elevator power shutdown prior to sprinkler operation
283102 |  | PD | Fire Alarm Control Panel/Interconnected Control Units
283102 |  | PD | Fire Command Station
283102 |  | PD | Remote Auxiliary Power Supplies
283102 |  | PD | Remote Addressable Network Modules
283102 |  | PD | Remote CRT/Keyboard
283102 |  | PD | Remote CRT
283102 |  | PD | Remote Printer (Fan Fold Style)
283102 |  | PD | Remote Annunciator/Control Centers
283102 |  | PD | Building Manger Alarm Annunciators
283102 |  | PD | Fire Warden Remote Floor Communication Station Telephones
283102 |  | PD | Fire Service Jacks and Telephones
283102 |  | PD | Ceiling Mounted Detectors (Non-Addressable, Non-Intelligent) - Smoke Detectors
283102 |  | PD | Ceiling Mounted Detectors (Non-Addressable, Non-Intelligent) - Heat Detectors
283102 |  | PD | Ceiling Mounted Sensors (Intelligent, Addressable, Analog) - Smoke Sensors
283102 |  | PD | Ceiling Mounted Sensors (Intelligent, Addressable, Analog) - Heat Sensors
283102 |  | PD | Air Duct Smoke Detectors (Non-Addressable) - Photoelectric Type
283102 |  | PD | Air Duct Smoke Detectors (Non-Addressable) - Remote Alarm Indicator For Use With Air Duct Smoke Detectors
283102 |  | PD | Air Duct Smoke Detectors (Non-Addressable) - Remote Alarm Indicator And Test Switch For Use With Air Duct Smoke Detectors
283102 |  | PD | Air Duct Smoke Sensors (Intelligent, Addressable, Analog) - Photoelectric Type
283102 |  | PD | Air Duct Smoke Sensors (Intelligent, Addressable, Analog) - Remote Alarm Indicator For Use With Air Duct Smoke Sensors
283102 |  | PD | Air Duct Smoke Sensors (Intelligent, Addressable, Analog) - Remote Alarm Indicator And Test Switch For Use With Air Duct Smoke Sensors
283102 |  | PD | Flame Detecting Devices (Non-Addressable)
283102 |  | PD | Explosion Proof Rate-of-Rise/Fixed Temperature Heat Detectors (Non-Addressable)
283102 |  | PD | Projected Beam Type Detectors (Non-Addressable)
283102 |  | PD | Manual Fire Alarm Boxes
283102 |  | PD | Security (Non-Addressable)
283102 |  | PD | Audible/Visual Appliances
283102 |  | PD | Vibrating Bells
283102 |  | PD | Horns
283102 |  | PD | Chimes
283102 |  | PD | Visual Appliances
283102 |  | PD | Speakers
283102 |  | PD | Guards Tour Station
283102 |  | PD | Master Transmitter for Municipal Connection
283102 |  | PD | Digital Alarm Communicator Transmitter
283102 |  | PD | Digital Alarm Communicator Receiver
283102 |  | PD | Modems
283102 |  | PD | Electromagnetic Door Hold-Open Devices
283102 |  | PD | Sprinkler Valve Supervisory Switches
283102 |  | PD | Tamper Switches
283102 |  | PD | Waterflow Switch, Vane Type
283102 |  | PD | Pull Station Protective Shield
283102 |  | PD | Protective Grid for Bells
283102 |  | PD | Steel Web Guards
283102 |  | PD | Terminal Strip Cabinets
283102 |  | PD | Power-Limited Insulated Conductors
283102 |  | PD | NonPower-Limited Insulated Conductors
283102 |  | PD | Metal-Clad Cable
283102 |  | PD | Fire Alarm Circuit Integrity (CI) Cable
283102 |  | PD | MI Cable
283102 |  | PD | Other 2-Hour Fire Resistive Cables
283102 |  | PD | Procedure Sign
283102 |  | PD | Speaker and Alarm Notification Appliance Locator
283102 |  | PD | Floor Locator
283102 |  | PD | Wiring Diagram
283102 |  | PD | Nameplates
283102 |  | PD | Fire Alarm Signs
283102 |  | PD | Remote Floor Communication Station Telephone Signs
283102 |  | PD | Manual Fire Alarm Box Signs
283102 |  | PD | Markers
283102 |  | PD | Accessories
283102 |  | PD | Fire Extinguisher
283102 |  | QCS | Copy of license required by New York State General Business Law Article 6-D for installing Fire Alarm Systems
283102 |  | QCS | Company Field Advisor Data
283102 |  | QCS | Outline of Onsite Training Programs Required of Company Field Advisor
283102 |  | CCS | System acceptance test report | F
283102 |  | CCS | Certificates: Affidavit, signed by the Company Field Advisor and notarized, certifying that the system meets the contract requirements and is operating properly | F
283102 |  | CCS | Certificates: NFPA Record of Completion. (NFPA 72 Figure 1-6.2.1) | F
283102 |  | CCS | The application program listing for the system as installed at the time of acceptance (disk and hard copy printout). | F
283102 |  | CCS | Operation and Maintenance Data: Deliver 2 copies | F
283102 |  | CCS | Service Availability: A fully equipped service organization capable of guaranteeing response time within 8 hours to service calls shall be available 24 hours a day, 7 days a week to service the completed Work | F
283102 |  | CCS | Spare Parts: 50 percent spare of each type fuse | F
283102 |  | CCS | Spare Parts: 30 percent spare of each type lamp (except LED type). | F
283102 |  | CCS | Spare Parts: 10 percent spare of each type initiating device. | F
283102 |  | CCS | Spare Parts: 10 percent spare of each type notification appliance | F
283102 |  | CCS | Spare Parts: 10 percent spare of each type protective devices | F
283102 |  | CCS | Spare Parts: Printer paper (2 cases, 3200 sheets per case for fanfold style printer). | F
283102 |  | CCS | Spare Parts: Four ribbons for printer | F
283102 |  | CCS | Spare Parts: Two tools to remove and install each type and size of vandal resistant fastener. | F
283103 |  |  | PROPRIETARY FIRE ALARM SYSTEM
283103 |  | PACK | Submit the shop drawings, product data, and quality control submittals specified below at the same time as a package, in conjunction with related Fire Alarm Section(s) with Company Field Advisor Letter
283103 |  | SD | Composite wiring and/or schematic diagrams of the complete system as proposed to be installed (standard diagrams will not be acceptable).
283103 |  | SD | Scaled floor plans and elevation drawings showing location of the PSS, and location of all other major components associated with the system.
283103 |  | SD | Scaled drawings of the PSS showing layout of, and indicating the function of each switch, button, lamp, and accessory.
283103 |  | SD | Scaled drawings of each RA/CC showing layout of, and indicating the function of each annunciator module, switch module, and accessory.
283103 |  | SD | Interconnection details between system and future direct Digital Building Control System
283103 |  | PD | Bill of materials
283103 |  | PD | Detailed description of system operation. Format similar to SYSTEM DESCRIPTION
283103 |  | PD | Sample procedure, programming and print-out for alarm, acknowledgment, and system reset.
283103 |  | PD | Total electrical load of the PSS in supervisory and alarm conditions
283103 |  | PD | Statement from the Company producing the system, for each size and type of single conductor and multiconductor cable proposed for use, indicating that the electrical characteristics meet the requirements of the Company.
283103 |  | PD | Data from the Company furnishing the products, proving that the proposed products, circuits, and wiring diagrams are UL listed (UOJZ).
283103 |  | PD | Name, address and telephone number of nearest fully equipped service organization
283103 |  | PD | Fire Alarm Control Panels (General)
283103 |  | PD | PSS Fire Alarm Control Panel
283103 |  | PD | Proprietary Supervising Station (PSS)
283103 |  | PD | Interconnected Control Units
283103 |  | PD | Remote Addressable Network Modules
283103 |  | PD | Remote CRT/Keyboard
283103 |  | PD | Remote CRT
283103 |  | PD | Remote Printer (Fan Fold Style)
283103 |  | PD | Remote Annunciator/Control Centers
283103 |  | PD | Fire Warden Remote Floor Communication Station Telephones
283103 |  | PD | Guards Tour Stations
283103 |  | PD | Master Transmitter for Municipal Connection
283103 |  | PD | Terminal Strip Cabinets
283103 |  | PD | Underground Cables
283103 |  | PD | Aerial Cables
283103 |  | PD | Procedure Sign
283103 |  | PD | Alarm Notification Appliance Locator
283103 |  | PD | Building Locator
283103 |  | PD | Wiring Diagram
283103 |  | PD | Nameplates
283103 |  | PD | Markers
283103 |  | PD | Accessories
283103 |  | PD | Fire Extinguisher
283103 |  | QCS | Copy of license required by New York State General Business Law Article 6-D for installing Fire Alarm Systems
283103 |  | QCS | Company Field Advisor Data
283103 |  | QCS | Outline of Onsite Training Programs Required of Company Field Advisor
283103 |  | CCS | System acceptance test report | F
283103 |  | CCS | Certificates: Affidavit, signed by the Company Field Advisor and notarized, certifying that the system meets the contract requirements and is operating properly | F
283103 |  | CCS | Certificates: NFPA Record of Completion | F
283103 |  | CCS | The application program listing for the system as installed at the time of acceptance (disk and hard copy printout). | F
283103 |  | CCS | Operation and Maintenance Data: Deliver 2 copies | F
283103 |  | CCS | Service Availability: A fully equipped service organization capable of guaranteeing response time within 8 hours to service calls shall be available 24 hours a day, 7 days a week to service the completed Work | F
283103 |  | CCS | Spare Parts: 50 percent spare of each type fuse | F
283103 |  | CCS | Spare Parts: 30 percent spare of each type lamp (except LED type). | F
283103 |  | CCS | Spare Parts: Printer paper (2 cases, 3200 sheets per case for fanfold style printer). | F
283103 |  | CCS | Spare Parts: Four ribbons for printer | F
283105 |  |  | MODIFICATIONS TO FIRE ALARM SYSTEM
283105 |  | Prelim | Existing system test report
283105 |  | PACK | Submit the shop drawings, product data, and quality control submittals specified below at the same time as a package with Company field Advisor Letter
283105 |  | SD | Composite wiring and/or schematic diagrams of the modifications as proposed to be installed (standard diagrams will not be acceptable).
283105 |  | PD | Bill of materials
283105 |  | PD | Detailed description of completed system operation. Format similar to DESCRIPTION OF COMPLETED SYSTEM.
283105 |  | PD | Include for each system component which utilizes batteries the battery ampere-hour capacity recommended for each component by the Company producing the system, for the specified duration.
283105 |  | PD | Statement from the Company producing the system, for each size and type of single conductor and multiconductor cable proposed for use, indicating that the electrical characteristics meet the requirements of the Company
283105 |  | PD | Data from the Company furnishing the products, proving that detection devices that receive their power from the initiating device circuit or a signaling line circuit of a fire alarm control unit are UL listed for use with the control unit
283105 |  | PD | Detailed description of procedure proposed to test individual initiating devices
283105 |  | PD | Response time index comparison between the elevator hoistway and machine room heat detecting devices and sprinkler heads proving that the heat detecting devices will respond and will cause elevator power shutdown prior to sprinkler operation.
283105 |  | PD | Fire Alarm Control Panels/Interconnected Control Units
283105 |  | PD | Remote Auxiliary Power Supplies
283105 |  | PD | Remote Addressable Network Modules
283105 |  | PD | Remote Annunciator/Control Centers
283105 |  | PD | Fire Warden Remote Floor Communication Station Telephones
283105 |  | PD | Fire Service Jacks and Telephones
283105 |  | PD | Ceiling Mounted Detectors (Non-Addressable, Non-Intelligent) - Smoke Detectors
283105 |  | PD | Ceiling Mounted Detectors (Non-Addressable, Non-Intelligent) - Heat Detectors
283105 |  | PD | Ceiling Mounted Sensors (Intelligent, Addressable, Analog) - Smoke Sensors
283105 |  | PD | Ceiling Mounted Sensors (Intelligent, Addressable, Analog) - Heat Sensors
283105 |  | PD | Air Duct Smoke Detectors (Non-Addressable) - Photoelectric Type
283105 |  | PD | Air Duct Smoke Detectors (Non-Addressable) - Remote Alarm Indicator For Use With Air Duct Smoke Detectors
283105 |  | PD | Air Duct Smoke Detectors (Non-Addressable) - Remote Alarm Indicator And Test Switch For Use With Air Duct Smoke Detector’s
283105 |  | PD | Air Duct Smoke Sensors (Intelligent, Addressable, Analog) - Photoelectric Type
283105 |  | PD | Air Duct Smoke Sensors (Intelligent, Addressable, Analog) - Remote Alarm Indicator For Use With Air Duct Smoke Sensors
283105 |  | PD | Air Duct Smoke Sensors (Intelligent, Addressable, Analog) - Remote Alarm Indicator And Test Switch For Use With Air Duct Smoke Sensors
283105 |  | PD | Flame Detecting Devices (Non-Addressable)
283105 |  | PD | Explosion Proof Rate-of-Rise/Fixed Temperature Heat Detectors (Non-Addressable)
283105 |  | PD | Projected Beam Type Detectors (Non-Addressable)
283105 |  | PD | Manual Fire Alarm Boxes
283105 |  | PD | Security (Non-Addressable) Magnetic Switches
283105 |  | PD | Audible/Visual Appliances
283105 |  | PD | Vibrating Bells
283105 |  | PD | Horns
283105 |  | PD | Chimes
283105 |  | PD | Visual Appliances
283105 |  | PD | Electromagnetic Door Hold-Open Devices
283105 |  | PD | Sprinkler Valve Supervisory Switches
283105 |  | PD | Tamper Switches
283105 |  | PD | Waterflow Switch, Vane Type
283105 |  | PD | Pull Station Protective Shield
283105 |  | PD | Protective Grid for Bells
283105 |  | PD | Steel Web Guards
283105 |  | PD | Terminal Strip Cabinets
283105 |  | PD | Power-Limited Insulated Conductors
283105 |  | PD | Nonpower-Limited Insulated Conductors
283105 |  | PD | Metal-Clad Cable
283105 |  | PD | Fire Alarm Circuit Integrity (CI) Cable
283105 |  | PD | MI Cable
283105 |  | PD | Other 2-Hour Fire Resistive Cables
283105 |  | PD | Procedure Sign
283105 |  | PD | Zone Locator
283105 |  | PD | Code Locator
283105 |  | PD | Alarm Notification Appliance Locator
283105 |  | PD | Nameplates
283105 |  | PD | Fire Alarm Signs
283105 |  | PD | Manual Fire Alarm Box Signs
283105 |  | PD | Markers
283105 |  | PD | Accessories
283105 |  | QCS | Copy of license required by New York State General Business Law Article 6-D for installing Fire Alarm Systems
283105 |  | QCS | Company Field Advisor Data
283105 |  | CCS | System acceptance test report | F
283105 |  | CCS | Certificates: Affidavit, signed by the Company Field Advisor and notarized, certifying that the system meets the contract requirements and is operating properly | F
283105 |  | CCS | Certificates: NFPA Record of Completion (NFPA 72 Figure 1-6.2.1) for the modifications | F
283105 |  | CCS | Operation and Maintenance Data: Deliver 2 copies | F
283105 |  | CCS | Spare Parts: 10 percent spare of each type initiating device | F
283105 |  | CCS | Spare Parts: 10 percent spare of each type notification appliance | F
283105 |  | CCS | Spare Parts: 10 percent spare of each type protective device | F
284601 |  |  | ELECTRONIC DOOR LOCKING AND MONITORING SYSTEM
284601 |  | PACK | Submit the shop drawings, product data, and quality control submittals specified below at the same time as a package
284601 |  | SD | Bill of materials
284601 |  | SD | Composite wiring and/or schematic diagrams of the complete system as proposed to be installed (standard diagrams will not be acceptable).
284601 |  | SD | Total electrical load of the complete system in supervisory and alarm conditions.
284601 |  | SD | Interconnection details between new system and existing fire alarm system.
284601 |  | SD | Detailed description of system operation (format similar to SYSTEM DESCRIPTION).
284601 |  | PD | Name, address and telephone number of nearest fully equipped service organization
284601 |  | PD | Nurses Security Consoles
284601 |  | PD | Remote Intercom Speakers
284601 |  | PD | Secondary Standby Power Supply
284601 |  | PD | Interconnection Equipment
284601 |  | PD | Wiring
284601 |  | PD | Terminal Strip Cabinets
284601 |  | PD | Zone Locators
284601 |  | PD | Zone Labels
284601 |  | PD | Procedure Sign
284601 |  | QCS | Company Field Advisor Data
284601 |  | QCS | Test Report: Existing fire alarm system test report
284601 |  | CCS | Test Report: System acceptance test report | F
284601 |  | CCS | Certificate: Affidavit, signed by the Company field Advisor and notarized, certifying that the system meets the contract requirements and is operating properly | F
284601 |  | CCS | Operation and Maintenance Data: Deliver 2 copies | F
284602 |  |  | DOOR ALARM SYSTEM
284602 |  | PACK | Submit the shop drawings, product data, and quality control submittals specified below at the same time as a package.
284602 |  | SD | Bill of materials
284602 |  | SD | Composite wiring and/or schematic diagrams of the complete system as proposed to be installed (standard diagrams will not be acceptable).
284602 |  | SD | Total electrical load of the complete system in supervisory and alarm conditions
284602 |  | SD | Detailed description of system operation (format similar to SYSTEM DESCRIPTION).
284602 |  | PD | Name, address and telephone number of nearest fully equipped service organization
284602 |  | PD | Control Panel
284602 |  | PD | Magnetic Switches
284602 |  | PD | Remote Audible Alarm Devices
284602 |  | PD | Secondary Standby Power Supply
284602 |  | PD | Terminal Strip Cabinets
284602 |  | PD | Wiring
284602 |  | PD | Zone Locator
284602 |  | PD | Zone Labels
284602 |  | QCS | Company Field Advisor Data
284602 |  | CCS | Test Report: System acceptance test report | F
284602 |  | CCS | Certificate: Affidavit, signed by the Company Field Advisor and notarized, certifying that the system meets the contract requirements and is operating properly | F
284602 |  | CCS | Operation and Maintenance Data: Deliver 2 copies | F
284602 |  | CCS | Service Availability: A fully equipped service organization capable of guaranteeing response time within 24 hours to service calls shall be available to service the completed Work | F
284602 |  | CCS | Spare Parts: 50 percent spare of each type fuse | F
284602 |  | CCS | Spare Parts: 30 percent spare of each type lamp (except LED type). | F
284602 |  | CCS | Spare Parts: 4 spare magnetic switches | F
284603 |  |  | DOOR BUZZER SYSTEM
284603 |  | PACK | Submit the shop drawings, and product data specified below at the same time as a package
284603 |  | SD | Composite wiring and/or schematic diagrams of the complete system as proposed to be installed (standard diagrams will not be acceptable).
284603 |  | PD | Buzzer
284603 |  | PD | Transformer
284603 |  | PD | Cover Plate
284603 |  | PD | Pushbuttons
284603 |  | PD | Wirings

## Div.31
SUBMITTALS FOR APPROVAL |  |  |  | Send to: | Critical Submittals | Contractor's Projected Dates Allow at least 4 weeks for Approval (allows time for any resubmission)
Spec Section | Sub Section | Type | Description | F | Mark "X" for all that apply | Projected Transmittal Date: | Projected Approval Date: | Projected Delivery Date:
F/O
D
310000 |  |  | EARTHWORK
310000 |  | SD | Sheeting, Shoring, and Bracing (Shown on the Drawings): Submit shop drawings for sheeting, shoring, and bracing shown on the Drawings. Shop drawings will be signed by a New York State licensed Professional Engineer
310000 |  | PD | Permanent Sheeting, Shoring, and Bracing: Specifications for materials and accessories
310000 |  | PD | Filter Fabric: Manufacturer’s catalog sheets, specifications, and installation instructions
310000 |  | PD | Geogrid: Manufacturer’s catalog sheets, specifications, and installation instructions
310000 |  | PD | Select Granular Material
310000 |  | PD | Subbase Course Type 2
310000 |  | PD | Selected Fill
310000 |  | PD | Suitable Material (Fill and Backfill for Landscaped Areas)
310000 |  | PD | Cushion Material
310000 |  | PD | Item B-12
310000 |  | PD | Rip Rap
310000 |  | PD | Pea Gravel
310000 |  | PD | Filter Fabric (GeoTextile)
310000 |  | PD | Geogrids
310000 |  | PD | Crushed Stone, Crushed Gravel, or Screened Gravel (Wastewater)
310000 |  | PD | Sand Filter Material (Wastewater)
310000 |  | PD | Steel Sheetpiling
310000 |  | SAM | Select Granular Material
310000 |  | SAM | Subbase Course Type 2
310000 |  | SAM | Selected Fill
310000 |  | SAM | Cushion Material
310000 |  | SAM | Item B-12
310000 |  | SAM | Crushed Stone
310000 |  | SAM | Underdrain Filter Material
310000 |  | SAM | Crushed Stone, Crushed Gravel, or Screened Gravel (Wastewater)
310000 |  | SAM | Sand Filter Material (Wastewater)
310000 |  | SAM | Pea Gravel
310000 |  | SAM | Subbase Course Type 2
310000 |  | SAM | Cushion Material
310000 |  | QCS | Subbase Materials
310000 |  | QCS | Other Aggregates
310000 |  | QCS | Excavation Procedure
310000 |  | QCS | Sheeting, Shoring, and Bracing (Not shown on the Drawings)
310000 |  | QCS | Excavation Procedure
312316 |  |  | ROCK REMOVAL
312316 |  | PD | Rock Removal Procedure
312316 |  | QCS | Certificates: Competency affidavit required under Quality Assurance Article.
312316 |  | QCS | Blasters Qualifications Data
312319 |  |  | DEWATERING
312319 |  | SD | Submit drawings and diagrams, with all pertinent data, showing the dewatering system proposed for use. Indicate the spacing and location of wellpoints and reading wells, and location of header lines, pumps, valves and discharge lines.
313119 |  |  | VEGETATION CONTROL
313119 |  | PD | Submit proposed method of application and proposed rate of application
313119 |  | PD | Vegetation Killer
313223 |  |  | PRESSURE GROUTING SOIL STABILIZATION
313223 |  | SD | Grout Holes Location
313223 |  | QCS | Grouting Procedure
313223 |  | QCS | Installers Qualifications Data
313223 |  | CCS | Project Record Documents | F
313600 |  |  | GABIONS
313600 |  |  | Gabions
316216 |  |  | ROLLED STEEL SECTION PILES
316216 |  | SD | Splices
316216 |  | SD | Pile Points
316216 |  | SD | Cap Plates
316216 |  | PD | Pile and Driving Equipment Data
316216 |  | EPD | Environmental Product Declaration
316216 |  | QCS | Test Reports
316216 |  | QCS | Welding Procedure Specifications
316216 |  | QCS | Driving Records
316333 |  |  | DRILLED MICROPILES
316333 |  | SD | (Submit within 7 days after approval of firm to perform the Work of this Section): Show size, spacing and location of piles, and details of the pile caps
316333 |  | EPD | Environmental Product Declaration
316333 |  | QCS | Qualifications Data (Submit within 7 days after approval of the Contract by the Comptroller)
316333 |  | QCS | Design and Construction Information (Submit with Shop Drawings)
316333 |  | QCS | Installation Sequence (Submit with Shop Drawings)
316333 |  | CCS | Micro-Pile Record Drawings | F

## Div.32
SUBMITTALS FOR APPROVAL |  |  |  | Send to: | Critical Submittals | Contractor's Projected Dates Allow at least 4 weeks for Approval (allows time for any resubmission)
Spec Section | Sub Section | Type | Description | F | Mark "X" for all that apply | Projected Transmittal Date: | Projected Approval Date: | Projected Delivery Date:
F/O
D
320117 |  |  | PAVEMENT REPAIR AND RESURFACING
320117 |  | PD | Asphalt filler
320117 |  | PD | Asphalt emulsion
320117 |  | EPD | Environmental Product Declaration
320117 |  | QCS | Plant name and location of asphalt concrete supplier
321216 |  |  | ASPHALT PAVING
321216 |  | PD | Top Course
321216 |  | PD | Binder Course
321216 |  | PD | Shim Course
321216 |  | PD | Base Course
321216 |  | PD | Asphalt Cement Tack Coat
321216 |  | PD | Paving Synthetics
321216 |  | EPD | Environmental Product Declaration
321216 |  | QCS | Plant name and location of asphalt concrete supplier
321236 |  |  | PAVEMENT SEALING
321236 |  | PD | Sealant
321281 |  |  | BITUMINOUS DOUBLE SURFACE TREATMENT
321281 |  | PD | Bituminous Material
321300 |  |  | CONCRETE WALKS
321300 |  | PD | Concrete Design Mix
321300 |  | PD | Portland Cement
321300 |  | PD | Air-entraining Admixture
321300 |  | PD | Water-reducing or High Range Water-reducing Admixture
321300 |  | PD | Curing and Anti-Spalling Compound
321300 |  | PD | Fibrous Concrete Reinforcement
321300 |  | PD | ADA Detectable Warning Surface
321300 |  | EPD | Environmental Product Declaration
321300 |  | SAM | Fabric Reinforcement
321300 |  | SAM | Fibrous Concrete Reinforcement
321300 |  | SAM | Bar Supports
321300 |  | SAM | ADA Detectable Warning Surface
321300 |  | LEED | Certifications: Submit written certification from the product manufacturers to verify the product information supplied.
321300 |  | LEED | Certifications: Submit written certification to verify the amount of recycled material, by weight included in the concrete design mix.
321300 |  | LEED | Submit written certification that the materials meet the Performance criteria, as stated in the QUALITY ASSURANCE Article below. Stamp each Product Data Sheet and initial or sign the stamp to that the submitted products are the products installed in the project.
321300 |  | LEED | Material Safety Data Sheets
321313 |  |  | PORTLAND CEMENT CONCRETE ROAD PAVING
321313 |  | PD | Name and location of batch plant for concrete paving
321313 |  | EPD | Environmental Product Declaration
321373 |  |  | CONCRETE PAVING JOINT SEALANTS
321373 |  | PD | Type 1B Sealant
321373 |  | PD | Cork Joint Filler
321373 |  | PD | Closed Cell Polyurethane Joint Filler
321373 |  | PD | Self-Expanding Cork Joint Filler
321373 |  | PD | Joint Primer/Sealer/Conditioner
321373 |  | PD | Backer Rod
321373 |  | PD | Bond Breaker Tape
321373 |  | PD | Cleaning Solvents
321373 |  | PD | Color
321413 |  |  | PRECAST CONCRETE UNIT PAVING
321413 |  | SD | Shop or product drawings and product data
321413 |  | SAM | Full size samples of concrete paving units shall be submitted to indicate color and shape selections
321413 |  | PD | Sieve analyses for grading of bedding and joint sand
321413 |  | PD | Test results shall be submitted from an independent testing laboratory for compliance of paving unit requirements to ASTM C 936 or other applicable requirements.
321413 |  | PD | The layout, pattern, and relationship of paving joints to fixtures and project formed details
321413 |  | EPD | Environmental Product Declaration
321416 |  |  | BRICK UNIT PAVING
321416 |  |  | Brick pavers
321416 |  |  | Portland Cement
321416 |  |  | Masonry Cement
321416 |  |  | Lime:
321416 |  |  | Sand(s)
321416 |  |  | Color Pigments
321416 |  |  | Grout Release Agent
321416 |  |  | Grout Admixture
321443 |  |  | PRECAST CONCRETE SPLASH COURSE
321443 |  |  | Precast Concrete
321443 |  |  | Bar Reinforcement
321443 |  |  | Precast Concrete Splash Course
321443 |  |  | Pavers
321443 |  | EPD | Environmental Product Declaration
321613 |  |  | PORTLAND CEMENT CONCRETE CURBS
321613 |  | PACK | Submit product data for design mix(es) and materials for concrete specified below at the same time as a package.
321613 |  | PD | Mix Design
321613 |  | PD | Portland Cement
321613 |  | PD | Fly Ash
321613 |  | PD | Air-entraining Admixture
321613 |  | EPD | Environmental Product Declaration
321613 |  | LEED | Certifications: Submit written certification from the product manufacturers to verify the product information supplied
321613 |  | LEED | Certifications: Submit written certification to verify the amount of recycled material, by weight included in the concrete design mix.
321613 |  | LEED | Product Data Sheets
321613 |  | LEED | Submit written certification that the materials meet the Performance criteria, as stated in the QUALITY ASSURANCE Article
321614 |  |  | PRECAST CONCRETE CURBS
321614 |  | PD | Pre-Cast Curbs
321614 |  | QCS | Test Reports: Random freeze thaw tests shall be conducted by the manufacturer. Test specimens shall retain 60 percent of its initial modulus of elasticity after 300 cycles. Test results shall be made available to the Director upon request.
321614 |  | EPD | Environmental Product Declaration
321619 |  |  | ASPHALT CONCRETE CURBS
321619 |  | PD | Brand and manufacturer’s name of bituminous material
321619 |  | EPD | Environmental Product Declaration
321619 |  | QCS | Plant name and location of asphalt concrete supplier
321640 |  |  | GRANITE CURBS
321640 |  | SAM | Granite Curb
321713 |  |  | PRECAST CONCRETE PARKING BUMPERS
321713 |  | PD | Pre-Cast Bumpers
321713 |  | EPD | Environmental Product Declaration
321713 |  | QCS | Test Reports: Random freeze thaw tests shall be conducted by the manufacturer. Test specimens shall retain 60 percent of its initial modulus of elasticity after 300 cycles. Furnish test results to the Director upon request
321723 |  |  | PAVEMENT MARKINGS
321723 |  | SAM | Paint
321723 |  | QCS | Certificates: Affidavit required under Quality Assurance Article
321724 |  |  | ATHLETIC TRACK LINE MARKING
321724 |  | SAM | Paint
321724 |  | SD | Color layout plan
321724 |  | QCS | Certification: After completion of the Work of this Section, furnish written certification by a N.Y. State licensed Engineer or Land Surveyor that all athletic track lines and markings were applied in accordance with the current Rules of the NFHS (National Federation of State High School Associations).
321725 |  |  | PAVEMENT GAME LINE MARKING
321725 |  | SAM | Paint
321725 |  | QCS | Certification: After completion of the Work of this Section, furnish written certification by a N.Y. State licensed Engineer or Land Surveyor that all athletic field track lines were applied in accordance with the current Rules of the NCAA
321823 |  |  | BASEBALL FIELD SURFACING
321823 |  | SAM | 25 pounds of clay and 25 pounds of sand
321824 |  |  | ATHLETIC TRACK PAVEMENT REPAIR AND RESURFACING
321824 |  | PD | Paving repair membrane
321824 |  | PD | Asphalt emulsion tack coat
321824 |  | PD | Acrylic resurfacer and color coat system
321824 |  | EPD | Environmental Product Declaration
321824 |  | SAM | Manufacturer’s color chart for acrylic color coat
321824 |  | QCS | Plant name and location of asphalt concrete supplier.
323113 |  |  | CHAIN LINK FENCE AND GATES
323113 |  | SD | Complete detailed drawings for each height and style of fence and gate required. Include separate schedule for each listing all materials required and technical data such as size, weight, and finish, to ensure conformance to specifications.
323113 |  | PD | Class B Steel Tubing
323113 |  | PD | STEEL FRAMEWORK (FOR FENCES UP TO 6’-0” HIGH) - End Posts, Corner Posts and Pull Posts
323113 |  |  | STEEL FRAMEWORK (FOR FENCES UP TO 6’-0” HIGH) - Line Posts
323113 |  | PD | STEEL FRAMEWORK (FOR FENCES 6’-1” - 10’-0” HIGH) - End Posts, Corner Posts and Pull Posts
323113 |  | PD | STEEL FRAMEWORK (FOR FENCES 6’-1” - 10’-0” HIGH) - Line Posts
323113 |  | PD | STEEL FRAMEWORK (FOR FENCES 6’-1” - 10’-0” HIGH) - Light Posts
323113 |  | PD | STEEL FRAMEWORK (FOR FENCES 10’-1” - 16’ HIGH) - End Posts, Corner Posts and Pull Posts
323113 |  | PD | STEEL FRAMEWORK (FOR FENCES 10’-1” - 16’ HIGH) - Line Posts
323113 |  | PD | STEEL FRAMEWORK (FOR FENCES 10’-1” - 16’ HIGH) - Light Posts
323113 |  | PD | Steel Fabric
323113 |  | PD | Swing Gate Posts
323113 |  | PD | Swing Gate Frames
323113 |  | PD | Sliding Gate Framework
323113 |  | PD | Swing Gate Hardware
323113 |  | PD | Sliding Gate Hardware
323113 |  | PD | Keying
323113 |  | PD | Rails and Post Braces
323113 |  | PD | Fittings and Post Tops
323113 |  | PD | Stretcher Bars
323113 |  | PD | Metal Bands (for securing stretcher bars)
323113 |  | PD | Wire Ties
323113 |  | PD | Truss Rods
323113 |  | PD | Concrete
323113 |  | PD | Spiral Paper Tubes
323113 |  | PD | Cold Galvanizing Compound
323113 |  | PD | Tension Wire
323113 |  | PD | Angle Beams, I Beams, and Steel Shapes
323113 |  | PD | Bolts and Nuts
323113 |  | PD | Wedge Anchors
323113 |  | PD | Shrink-Resistant Grout (Ferrous)
323113 |  | PD | Aluminum Slats
323113 |  | PD | Crushed Stone, All Gradations
323113 |  | PD | Filter Fabric (Separation)
323113 |  | PD | Barbed Wire
323113 |  | PD | Five Foot Diameter Security Coils
323113 |  | PD | Thirty Inch Diameter Security Coils
323113 |  | PD | Finishes
323113 |  | EPD | Environmental Product Declaration
323113 |  | SAM | Fence Fabric
323113 |  | SAM | Fence and Gate Posts
323113 |  | SAM | Miscellaneous Materials and Accessories
323113 |  | SAM | Provide samples from materials delivered to the Site for installation.
323113 |  | QCS | Test Reports: Security coils test procedure report.
323113 |  | QCS | Certificates: Affidavit required under Quality Assurance Article
323113 |  | CCS | Furnish additional 800 feet of 30-inch security coils. Store where directed. Furnish rachet tool and sufficient quantity of stainless steel twistable wire ties for installation of coils by facility personnel | F
323114 |  |  | GATE SYSTEMS
323114 |  | PACK | Package 1: Quality Assurance Package (Re-Evaluation Fee may be levied) - Submit within 30 days of contract award
323114 |  | PACK | Package 2: Gate Systems Package (Re-Evaluation Fee may be levied) - Submit no later than 30 days after receipt of approval of Submittals Package 1
323114 |  | PACK | Package 3: Contract closeout submittals (Re-Evaluation Fee may be levied)
323114 |  | PD | Sliding Gate Operator System
323114 |  | PD | Type "A" Gate System
323114 |  | PD | Type "B" Gate System
323114 |  | PD | Control Console and Cabinets
323114 |  | PD | Fasteners
323114 |  | PD | Electrical Components for Electric Operating and Locking System and Electric Locking System
323114 |  | PD | Interlocking
323114 |  | PD | Keying
323114 |  | PD | Identification Plates
323114 |  | CCS | Spare Parts: Sliding Gate - One motor | F
323114 |  | CCS | Spare Parts: Sliding Gate - One reduction gear assembly | F
323114 |  | CCS | Spare Parts: Sliding Gate - One full-length chain and repair links | F
323114 |  | CCS | Spare Parts: Sliding Gate - Two of each type limit switch and part kit | F
323114 |  | CCS | Spare Parts: Sliding Gate - One each reversing contact 24V | F
323114 |  | CCS | Spare Parts: Sliding Gate - One each transformer 75Va-24V | F
323114 |  | CCS | Spare Parts: Type “A” Pedestrian Gate - | F
323114 |  | CCS | Spare Parts: Type “A” Pedestrian Gate - | F
323114 |  | CCS | Spare Parts: Type “A” Pedestrian Gate - | F
323114 |  | CCS | Spare Parts: Type “A” Pedestrian Gate - | F
323114 |  | CCS | Spare Parts: Control Panels - One of each type key operated control panel power cut-off switch required. | F
323114 |  | CCS | Spare Parts: Control Panels - One of each type two position selector switch required | F
323114 |  | CCS | Spare Parts: Control Panels - Two of each type three-position selector switch required | F
323114 |  | CCS | Spare Parts: Control Panels - One of each type momentary contact push button required | F
323114 |  | CCS | Spare Parts: Control Panels - Two of each type of indicator lights required | F
323114 |  | CCS | Spare Parts: Control Panels - Two of each type of circuit breakers required | F
323114 |  | CCS | Spare Parts: Control Panels - One of each type of plug-in modular relay required | F
323114 |  | CCS | Spare Parts: Control Panels - One power supply. | F
323114 |  | CCS | Spare Parts: Control Panels - Five of each class J fuses | F
323114 |  | CCS | Hand Tool Maintenance Kit(s) | F
323114 |  | CCS | Required amounts of recommended lubricants for 3 years service | F
323114 |  | CCS | Test Unit that tests and operates the Folger Adam 50 Series or Southern Steel 1050 Series Electric Lock for proper functions | F
323115 |  |  | SLIDING GATE OPERATOR SYSTEM
323115 |  | PACK | Submit shop drawings and product data at the same time as a package
323115 |  | SD | Show relationship of system with other Work. Include details of all major components. Include parts list showing manufacturers’ names and part numbers for the complete installation
323115 |  | PD | Detailed sequence of operations (format similar to Article 1.03 System Description).
323115 |  | PD | Name, address and telephone number of nearest fully equipped service organization
323115 |  | PD | Sliding Gate Operator System
323115 |  | PD | Control Console
323115 |  | PD | Accessories
323115 |  | PD | Keying
323115 |  | QCS | Test Report: System acceptance test report
323115 |  | QCS | Certificate: Affidavit, signed by the Company Field Advisor and notarized, certifying that the system meets the contract requirements and is operating properly.
323115 |  | QCS | Company Field Advisor Data
323115 |  | CCS | Operation and Maintenance Data: Deliver two copies | F
323115 |  | CCS | Spare Parts: One motor | F
323115 |  | CCS | Spare Parts: One reduction gear assembly. | F
323115 |  | CCS | Spare Parts: One chain | F
323115 |  | CCS | Spare Parts: Two of each type limit switch | F
323115 |  | CCS | Spare Parts: Two of each type circuit breaker | F
323115 |  | CCS | Spare Parts: Two of each type light. | F
323115 |  | CCS | Spare Parts: Special tools if required for the regular maintenance and minor repairs of the system. | F
323115 |  | CCS | Spare Parts: Required amounts of recommended lubricants for 3 years of service | F
323123 |  |  | PLASTIC FENCES AND GATES
323123 |  | SD | Show application to project. Machine duplicated copies of Contract Drawings will not be accepted
323123 |  | EPD | Environmental Product Declaration
323123 |  | SAM | Sample: Provide a 12-inch long sample of fence board.
323123 |  | SAM | Sample: Provide a 12-inch long sample of fence post.
323123 |  | SAM | Sample: Provide a sample of each type of fence hardware.
323123 |  | QCS | Certificate: Provide written certification of the titanium dioxide content of the vinyl used in the fencing system.
323129 |  |  | WOOD FENCES AND GATES
323129 |  | SD | Show application to project. Machine duplicated copies of Contract Drawings will not be accepted
323129 |  | EPD | Environmental Product Declaration
323129 |  | QCS | Pressure Treatment Certificates: Certification by treating plant stating chemicals and process used, net amount of salts retained, and conformance with applicable standards.
323223 |  |  | SEGMENTAL RETAINING WALL
323223 |  | PD | Product Data: Interlocking Concrete Wall Unit Manufacturer’s Catalog Sheets and installation instructions.
323223 |  | EPD | Environmental Product Declaration
327101 |  |  | WETLAND MITIGATION
327101 |  | PD | List of Plants
327101 |  | PD | Invoice indicating sizes and variety of plant material
327101 |  | PD | Certificates of inspection required by State and Federal agencies
327101 |  | PD | Labels for each plant or bundles of plants indicating name and size
327101 |  | PD | Shrubs and Trees
327101 |  | PD | Trees
327101 |  | PD | Noxious Species
327101 |  | PD | Seed
327101 |  | PD | Wetland Seed Mixture
327101 |  | PD | Wetland Plug Mix
327101 |  | PD | Peat Moss
327101 |  | PD | Wood Chips
327101 |  | PD | Shredded Wood
327101 |  | PD | Stakes, Deadmen and Guy Stakes
327101 |  | PD | Guy Wire or Cable
327101 |  | PD | Tree Wrapping
327101 |  | PD | Protective Hose
327101 |  | PD | Tree Wound Paint
327101 |  | PD | Anti-desiccants
327101 |  | PD | Landscape Fabric
327101 |  | SAM | One pound of seed in Vendor’s unopened package with label and seed analysis.
327101 |  | QCS | Worker's Qualifications Data
327101 |  | QCS | Certified copies of the material certificates shall include the following: Plant Material
327101 |  | QCS | Certified copies of the material certificates shall include the following: Topsoil
327101 |  | QCS | Certified copies of the material certificates shall include the following: pH Adjuster
327101 |  | QCS | Certified copies of the material certificates shall include the following: Fertilizer
327101 |  | QCS | Certified copies of the material certificates shall include the following: Soil Conditioner
327101 |  | QCS | Certified copies of the material certificates shall include the following: Organic Mulch
327101 |  | CCS | As-Built Drawing: As-built topographic drawings with 0.05 contour intervals. | F
327101 |  | CCS | As-Built Drawing: Complete list of species planted in the mitigation area | F
327101 |  | CCS | As-Built Drawing: Source of the vegetative materials. | F
329117 |  |  | FLEXIBLE GROWTH MEDIUM
329117 |  | PD | Flexible Growth Medium
329117 |  | PD | Composition
329117 |  | PD | Packaging
329117 |  | PD | Fertilizer
329117 |  | PD | Seed
329117 |  | PD | Mulch
329117 |  | PD | Hydro Mulch: Manufacturer’s specifications and application rate
329117 |  | SAM | One pound of seed in vendor’s unopened package with label and seed analysis.
329117 |  | QCS | Certifications: Manufacturer shall submit a letter of certification that the products meets or exceeds all physical property, endurance, performance and packaging requirements
329120 |  |  | TOPSOIL
329120 |  | SAM | Topsoil for Testing: In the presence of the Director’s Representative, take a 5 lb sample from each 1000 cu yds of topsoil to be used on the project. Complete a Topsoil Sample Information Form for each sample. Ship samples and forms (original and 2 copies) to the address indicated in Section 013300.
329120 |  | PD | Fertilizer
329219 |  |  | SEEDING
329219 |  | PD | Hydro Mulch: Manufacturer’s specifications and application rate
329219 |  | PD | Erosion Control Blanket: Manufacturer’s specifications
329219 |  | SAM | One pound of seed in vendor’s unopened package with label and seed analysis.
329223 |  |  | SODDING
329223 |  | PD | Common name of each grass species
329223 |  | QCS | Grower’s Qualifications Data
329223 |  | QCS | Certificate: As required under Quality Assurance Article
329301 |  |  | PLANTS
329301 |  | PD | List of Plants: Before plant material is shipped to the project site, submit a complete itemized list of all plants including the source of supply.
329301 |  | PD | Invoice indicating sizes and variety of plant material
329301 |  | PD | Certificates of inspection required by State and Federal agencies
329301 |  | PD | Labels for each plant or bundles of plants indicating name and size
329301 |  | QCS | Worker’s Qualifications Data
329412 |  |  | ALUMINUM EDGING
329412 |  | PD | Aluminum Edging
329412 |  | SAM | 12 inches long, full section of edging
329413 |  |  | LANDSCAPE EDGING
329413 |  | PD | Steel Edging
329413 |  | SAM | 12 inches long, full section of edging
329414 |  |  | ALUMINUM TRACK EDGING
329414 |  | PD | Aluminum Athletic Surface Edging
329414 |  | SAM | 12 inches long, full section of edging
329414 |  | CCS | Warranty | F
329415 |  |  | PLASTIC LANDING PIT EDGING
329415 |  | PD | Plastic Edging
329415 |  | SAM | 12 inches long, full section of edging
329443 |  |  | TREE GRATES
329443 |  | SD | Showing size, style, materials, construction details and quantity
329443 |  | PD | Tree Grate
329443 |  | PD | Frame
329600 |  |  | TRANSPLANTING
329600 |  | CCS | Planting Warranty: Copy of warranties as specified | F

## Div.33
SUBMITTALS FOR APPROVAL |  |  |  | Send to: | Critical Submittals | Contractor's Projected Dates Allow at least 4 weeks for Approval (allows time for any resubmission)
Spec Section | Sub Section | Type | Description | F | Mark "X" for all that apply | Projected Transmittal Date: | Projected Approval Date: | Projected Delivery Date:
F/O
D
330111 |  |  | REPAIRING STEEL WATER STORAGE TANK
330111 |  | SD | Show items to be replaced. Indicate size, weight, and spacing of steel members
330121 |  |  | WELL TESTING
330121 |  | CCS | Test Results: Submit 3 copies each of the water quality analysis and the final yield and recovery tests | F
330121 |  | CCS | Well Report: Submit 3 copies of a report describing the construction and condition of the well. Include size and depth of well, type of construction (well in rock, gravel packed, etc.), plumbness and alignment of well, condition and length of well casing, and condition of the well screen where applicable | F
330122 |  |  | WATER WELL REDEVELOPMENT
330122 |  | CCS | Test Results: Submit 3 copies of the water quality analysis and the final yield and recovery tests of each well | F
330122 |  | CCS | Well Reports: Submit 3 copies of a report describing the condition of each well. Include condition of casing and well screen, results of pre-rehabilitation and post-rehabilitation yield testing, television log results, and an estimate of the long-term yield of the aquifer | F
330122 |  | CCS | One copy of all video tapes produced | F
330131 |  |  | MANHOLE RESTORATION
330131 |  | PD | Cleaning Material
330131 |  | PD | Epoxy Surface Crack Sealer for repair of non-leaking cracks
330131 |  | PD | Pressure Injected Urethane Grout to stop flow of water
330131 |  | PD | Hydraulic Cement to stop flow of water and active leaks
330131 |  | PD | Liner Mix
330131 |  | PD | External Manhole Chimney Seal
330131 |  | QCS | Test Reports: Furnish certified test data issued by an independent testing laboratory, demonstrating that the products submitted comply with the required physical properties
330131 |  | QCS | Workers’ Qualifications Da
330132 |  |  | MANHOLE REHABILITATION
330132 |  | SD | Show fabrication details and connections to existing pipes
330132 |  | PD | Glass-Fiber Reinforced Polyester Liners
330132 |  | PD | Grade Extension Rings
330132 |  | PD | Frames and Covers
330132 |  | PD | Polyvinyl Chloride (PVC) Pipe
330132 |  | PD | Epoxy Mortar Mix for channel and bench repair
330507 |  |  | HORIZONTAL DIRECTIONAL DRILLING
330507 |  | SD | Detailed drawings showing the methods and procedures of the installation.
330524 |  |  | TRENCHLESS SEWER REHABILITATION
330524 |  | SD | Details of the lining procedure, lining elements and equipment depicting method of installation
330524 |  | PD | Manufacturer’s technical data, details, and specifications giving information on material composition, physical properties, and dimensions, including certification by the manufacturer that the materials are immune to corrosion from sewage and products resulting from the biological and chemical conversion of sewage constituents.
330524 |  | PD | Manufacturer’s recommended procedures for handling, storing, and installation of the liner, including reinstatement of lateral service connections
330524 |  | PD | Design Calculations: For the rehabilitation of sewers by the inversion and curing of a resin-impregnated tube, submit structural design calculations and specification data sheets listing all parameters used in the liner design and thickness determinations based on Appendix X1 of ASTM F 1216.
330524 |  | PD | Design Calculations: 4. Calculations shall be prepared under and stamped by a Professional Engineer registered in the State of New York. Submit P.E. Certification form for all CIPP and Fold-and-Form Liner design data
330524 |  | PD | Fold-and-Form PVC Liner
330524 |  | PD | Cured-in-Place, Resin-Impregnated Felt Liner
330524 |  | QCS | Test Reports: Furnish certified test data issued by an independent testing laboratory, demonstrating that the products used comply with the required physical properties.
330524 |  | QCS | Workers’ Qualifications Data
331101 |  |  | WATER UTILITY DISTRIBUTION PIPING
331101 |  | PD | Ductile Iron Pipe
331101 |  | PD | Fittings
331101 |  | PD | Flexible Expansion Joints
331101 |  | QCS | Statement of compliance with ANSI/AWWA Specifications.
331102 |  |  | PLASTIC WATER PIPE AND FITTINGS
331102 |  | PD | Polyvinyl Chloride (PVC) Pipe
331102 |  | PD | Polyethylene (PE) Pipe
331102 |  | PD | Polybutylene (PB) Pipe
331102 |  | PD | Plastic Fittings
331102 |  | PD | Solvent Cement And Joints
331201 |  |  | WATER SYSTEM CONTROL
331201 |  | PACK | Submit the shop drawings, product data, and quality control submittals specified below at the same time as a single package
331201 |  | PD | Composite wiring and/or schematic diagrams of the complete system as proposed to be installed. Standard diagrams will not be acceptable.
331201 |  | PD | Parts List
331201 |  | PD | Maintenance and operation manual
331201 |  | PD | Submersible Well Level Transmitters
331201 |  | PD | Tank Level Transmitters
331201 |  | PD | Well Site Panel Assembly
331201 |  | PD | Terminal Assembly - Water Storage Tank No. 2
331201 |  | PD | Master Control Panel Assembly
331201 |  | PD | Pressure Switches
331201 |  | PD | Automatic Dialing Alarm System
331201 |  | QCS | The manufacturer producing the system shall submit a performance affidavit certifying to the Contractor and the State
331201 |  | QCS | Submit 2 copies of the performance affidavit with the initial shop drawing submittal
331201 |  | QCS | Submit 2 copies of a statement by the manufacturer producing the system
331201 |  | CCS | Warranty | F
331205 |  |  | DRINKING FOUNTAIN
331205 |  | PD | Drinking Fountain - Type
331205 |  | PD | Self closing, pneumatic operated supply valve, check valve, and automatic stream regulator
331205 |  | PD | Bubbler Head
331205 |  | PD | Freeze Resistant Valve System
331216 |  |  | WATER UTILITY DISTRIBUTION VALVES
331216 |  | PD | Valve Schedule
331216 |  | PD | Gate Valves
331216 |  | PD | Globe and Angle Valves
331216 |  | PD | Check Valves
331216 |  | PD | Butterfly Valves, 3 inches and larger
331216 |  | PD | Butterfly Valves, 2 inches and larger
331216 |  | PD | Plastic Ball valves, 2 inches and under in size
331216 |  | PD | Ball Valves, 4 inches and Larger
331216 |  | PD | Plug Valves
331216 |  | PD | Pinch Valves
331216 |  | PD | Cone Valves
331216 |  | PD | Pressure Reducing Valves
331216 |  | PD | Pressure Relief Valves
331216 |  | PD | Automatic Control Valves
331216 |  | PD | Sluice Gates
331216 |  | PD | Knife Gate Valves
331216 |  | PD | Slide Gates
331216 |  | PD | Shear Gates
331216 |  | PD | Flap Valves
331216 |  | PD | Outfall Slip-on Check Valves, 18 inches and under in size
331216 |  | PD | Foot Valves
331216 |  | PD | Mud Valves
331216 |  | PD | Solenoid Valves
331216 |  | PD | Air Valves
331216 |  | PD | Insert Valves
331216 |  | PD | Tapping Valves
331216 |  | PD | Line Stopping
331216 |  | PD | Pressure Gages
331216 |  | PD | Corporation Stops
331216 |  | PD | Curb Stops
331216 |  | PD | Valve Boxes
331216 |  | PD | Valve Keys
331216 |  | PD | Floor Stands
331216 |  | PD | Indicator Posts
331216 |  | PD | Padlocks
331219 |  |  | WATER UTILITY DISTRIBUTION FIRE HYDRANTS
331219 |  | PD | Fire Hydrants
331219 |  | PD | Paint
331219 |  | PD | Crushed Stone
331219 |  | QCS | Certificate: Furnish written certification indicating the AWWA C-502 required tests on materials and completed hydrants have been accomplished
331219 |  | CCS | Tools: Furnish 2 wrenches to fit fire hydrants. Deliver wrenches to the Director's Representative | F
331220 |  |  | STREET WASHERS
331220 |  | PD | Street Washers
331220 |  | PD | Coarse Aggregate
331221 |  |  | YARD HYDRANTS
331221 |  | PD | Yard Hydrants
331221 |  | PD | Stone
331300 |  |  | DISINFECTION OF WATER UTILITY DISTRIBUTION
331300 |  | CCS | Test Results | F
331310 |  |  | ULTRAVIOLET DISINFECTION SYSTEM
331310 |  | PD | Ultraviolet Unit
331310 |  | PD | Electronic Monitor
331310 |  | PD | Audio Alarm
331310 |  | PD | Flow Control Valve
331310 |  | PD | Elapsed Time Indicator
331310 |  | PD | Time Delay Mechanism
331310 |  | QCS | Submit a certification from an independent, recognized testing laboratory indicating that an actual dose determination was performed utilizing the biological assay technique. The measured dosage shall be no less than 30,000 MWS/cm2of 2537 Angstrom wave length ultraviolet energy applied to the waterflow
331310 |  | CCS | Spare Parts: Furnish 2 spare bulbs for the ultraviolet unit. | F
331614 |  |  | STEEL WATER STORAGE TANK
331614 |  | PACK | Submit the shop drawings, and quality control submittals (except manufacturer’s field reports) at the same time as a package
331614 |  | SD | Tank foundation design
331614 |  | SD | Structural Steel and Iron Work
331614 |  | SD | Tank lightning protection design
331614 |  | QCS | Design calculations for the tank, tank foundation, and valve pit
331614 |  | QCS | Name and address of inspecting engineer or laboratory selected by the Contractor
331614 |  | QCS | Manufacturer’s Field Reports: Shop Report
331614 |  | QCS | Manufacturer’s Field Reports: Mill Report
331614 |  | QCS | Manufacturer’s Field Reports: Shop Welding
331614 |  | CCS | Submit Field Inspection Reports as specified in Paragraph 3.03, at the conclusion of the Work. | F
331615 |  |  | PRESTRESSED CONCRETE WATER STORAGE TANK
331615 |  | PACK | Submit one copy of standards AWWA D110, Type III and AWWA D110-95 to the Owner’s Representative for their use and information. Submit the shop drawings, and quality control submittals (except manufacturer’s field reports) at the same time as a package.
331615 |  | SD | Tank foundation design
331615 |  | SD | Tank design including but not limited to, tank dimensions, wall, floor and dome thickness, waterstop, diaphragm, and structural support
331615 |  | SD | Reinforcing steel fabrication and placement
331615 |  | SD | Catalog cuts of all appurtenances
331615 |  | SD | Site piping, fittings and valves
331615 |  | SD | Tank Level Control System
331615 |  | SD | Tank Mixing System
361615 |  | EPD | Environmental Product Declaration
331615 |  | QCS | Design calculations for the tank and tank foundation
331615 |  | QCS | Name and address of inspecting engineer or laboratory selected by the Contractor
331615 |  | QCS | Design proportions for all concrete and shotcrete. Concrete strengths of trial mixes. List of admixtures to be used in the concrete and their purposes
331615 |  | CCS | Submit Field Inspection Reports as specified in Paragraph 3.03, at the conclusion of the Work | F
332001 |  |  | SUBMERSIBLE WELL PUMP
332001 |  | PD | Complete pump schedule listing manufacturer’s name, type, model number and size.
332001 |  | PD | Pump
332001 |  | PD | Controls
332001 |  | PD | Submersible Cable
332001 |  | PD | Drop Pipe
332001 |  | QCS | Test Reports: Submit performance curves for each pump, showing capacity in gallons per minute, brake horsepower and efficiency from free delivery to shut-off head. Curves shall be based on factory tests by the manufacturer, in accordance with procedures recommended by the Hydraulic Institute
332001 |  | CCS | Operation and Maintenance Data: Deliver 2 copies | F
332002 |  |  | PITLESS UNIT
332002 |  | PD | Pitless Unit
332002 |  | PD | Water Level Equipment
332002 |  | PD | Well Vent
332100 |  |  | WATER SUPPLY WELLS
332100 |  | PACK | New York State Water Well Program: Pre-notification: NYS law requires New York State Department of Environmental Conservation (NYSDEC) be notified prior to commencement of drilling a water well within the State of New York.
332100 |  | PACK | New York State Water Well Program: Submit 3 copies of the Pre-notification as filed with NYSDEC
332100 |  | PD | Casing: Size, weight and manufacturer
332100 |  | PD | Screen: Size, openings, material and manufacturer
332100 |  | PD | Drive Shoe: Material and manufacturer
332100 |  | PD | Well Packing: Material, size and description
332100 |  | QCS | Grouting Procedure
332100 |  | QCS | Well Log and Samples
332100 |  | QCS | Sieve Analysis
332100 |  | QCS | Yield Test Data
332100 |  | QCS | Water Analysis
332100 |  | CCS | Well Completion Report Required by NYSDEC: Submit 3 copies of the report as filed with NYSDEC. | F
333101 |  |  | REINFORCED CONCRETE PIPE (SANITARY)
333101 |  | PD | Reinforced Concrete Pipe
333101 |  | EPD | Environmental Product Declaration
333103 |  |  | DRAINAGE PIPE (SANITARY)
333103 |  | PD | Concrete Pipe
333103 |  | PD | Porous Concrete Pipe
333103 |  | PD | Iron Pipe and Fittings
333103 |  | EPD | Environmental Product Declaration
333104 |  |  | PLASTIC DRAINAGE PIPE (SANITARY)
333104 |  | PD | PVC Sewer Pipe and Fittings
333104 |  | PD | ABS Sewer Pipe and Fittings
333104 |  | PD | ABS Composite Sewer Pipe
333104 |  | PD | Plastic Pipe (4 and 6 inches Diameter, Solid and Perforated) for Building Drains, Cleanout Pipes, Discharge Lines, Leaching Fields, Drain Tiles, etc
333104 |  | PD | Solvent cement
333104 |  | PD | Preinsulated Gravity Sewer: PVC Carrier Pipe
333201 |  |  | SEWAGE EJECTORS
333201 |  | PD | Ejector
333201 |  | PD | Liquid Level Control Device
333201 |  | PD | High Liquid Alarm
333201 |  | PD | Control Panel
333201 |  | PD | Motor Controller Requirements
333201 |  | PD | Floor Stand
333201 |  | PD | Wall Panel
333201 |  | PD | Sump Basin
333201 |  | PD | Basin Cover
333201 |  | PD | Gastight Basin Cover
333201 |  | PD | Sump Cover
333201 |  | PD | Sump Frame
333201 |  | PD | Paint
333201 |  | QCS | Certificates: Certify that the unit has been factory tested in accordance with accepted practices of the Hydraulic Institute Standards Manual and that the characteristics of the ejector conforms to the performance curve published by the manufacturer for that class ejector.
333201 |  | CCS | Operation and Maintenance Data: Deliver 2 copies | F
333201 |  | CCS | Extra Materials: Two grease guns and 6 cartridges of grease required for the ball and thrust guide bearings. | F
333201 |  | CCS | Special Tools: One set of factory made tools required for routine maintenance | F
333913 |  |  | SANITARY MANHOLES, FRAMES & COVERS
333913 |  | SD | Show fabrication details and connections to adjacent Work
333913 |  | PD | Precast Reinforced Concrete Manholes
333913 |  | PD | Glass-Fiber Reinforced Polyester Manholes
333913 |  | PD | Precast Reinforced Square and Rectangular Concrete Structures
333913 |  | PD | Cast-in-Place Concrete for Manhole Invert Channels
333913 |  | PD | Outside Drop Piping
333913 |  | PD | Inside Drop Piping
333913 |  | PD | Frames, Covers and Grates for Manholes and Catch Basins
333913 |  | PD | Curb Inlet Frames, Grates and Curb Boxes
333913 |  | PD | Drop Inlet Frames and Grates
333913 |  | PD | Pipe-to-Manhole/Drainage Structure Connections
333913 |  | PD | Mortar
333913 |  | EPD | Environmental Product Declaration
333914 |  |  | PRECAST CONCRETE WASTEWATER STRUCTURES (SANITARY)
333914 |  | PD | Septic Tank
333914 |  | PD | Tank Configuration
333914 |  | PD | Pipe Connections
333914 |  | PD | Manholes
333914 |  | PD | Dosing Tank
333914 |  | PD | Distribution Box
333914 |  | PD | Leaching Basin
333914 |  | PD | Concrete for Precast Structures
333914 |  | PD | Reinforcing Steel
333914 |  | PD | Access Manhole Frames and Covers
333914 |  | PD | Precast Reinforced Concrete Manhole Riser Sections
333914 |  | PD | Manhole Brick
333914 |  | PD | Concrete Masonry Units for Manholes
333914 |  | PD | Butyl Rope Sealant
333914 |  | PD | Mortar
333914 |  | PD | Non-shrink Grout
333914 |  | PD | Pipe and Fittings (for equalization pipe)
333914 |  | PD | Pipe and Fittings
333914 |  | PD | Coal Tar Epoxy Coating
333914 |  | PD | Cast-In-Place Concrete (for encasing siphons)
333914 |  | EPD | Environmental Product Declaration
334101 |  |  | REINFORCED CONCRETE PIPE (STORM DRAINAGE)
334101 |  | PD | Reinforced Concrete Pipe
334101 |  | EPD | Environmental Product Declaration
334102 |  |  | CORRUGATED STEEL PIPE
334102 |  | PD | Corrugated Steel Pipe, Round or Arch
334102 |  | PD | Headwalls and End Sections
334102 |  | PD | Perforated Pipe
334102 |  | EPD | Environmental Product Declaration
334103 |  |  | DRAINAGE PIPE (STORM DRAINAGE)
334103 |  | PD | Concrete Pipe
334103 |  | PD | Porous Concrete Pipe
334103 |  | PD | Iron Pipe and Fittings
334103 |  | EPD | Environmental Product Declaration
334104 |  |  | CORRUGATED POLYETHYLENE STORM DRAIN PIPE
334104 |  | PD | Corrugated Polyethylene Pipe and Fittings
334104 |  | PD | Corrugated Polyethylene Pipe (Smooth Interior)
334104 |  | PD | Fittings
334104 |  | PD | Headwalls and End Sections
334104 |  | PD | Perforated Pipe
334105 |  |  | PLASTIC DRAINAGE PIPE (STORM DRAINAGE)
334105 |  | PD | PVC Sewer Pipe and Fittings
334105 |  | PD | ABS Sewer Pipe and Fittings
334105 |  | PD | ABS Composite Sewer Pipe
334105 |  | PD | Plastic Pipe (4 and 6 inches Diameter, Solid and Perforated) for Building Drains, Cleanout Pipes, Discharge Lines, Leaching Fields, Drain Tiles, etc
334105 |  | PD | Solvent cement
334416 |  |  | TRENCH DRAINS
334416 |  | SD | Show a schematic plan of the total drainage system including fabrication details
334416 |  | PD | Catch Basin
334416 |  | PD | Trench Drain
334416 |  | PD | Trench Drain Grate
334416 |  | PD | End caps, outlet couplings, locking devices, concrete anchors, and other accessories
334416 |  | EPD | Environmental Product Declaration
334416 |  | SAM | 6 inch section of trench drain and grate
334416 |  | CCS | Operation and Maintenance Data: Deliver 2 copies | F
334613 |  |  | FOUNDATION DRAINS
334613 |  | PD | Corrugated Polyethylene Pipe (4 and 6 inch Diameter, Solid and Perforated) and Fittings for Building Underdrains and Discharge Lines
334613 |  | PD | Smoothwall Polyethylene Pipe (4 and 6 inch Diameter, Solid and Perforated) and Fittings for Building Underdrains and Discharge Lines
334613 |  | PD | PVC Pipe (4 and 6 inch Diameter, Solid and Perforated) and Fittings for Building Underdrains and Discharge Lines
334613 |  | PD | Porous Concrete Pipe and Fittings for Building Underdrains
334613 |  | PD | Cleanout Pipe (Porous Concrete Underdrains)
334613 |  | PD | Bronze Deck Plugs
334613 |  | EPD | Environmental Product Declaration
334626 |  |  | GEOTEXTILE SUBSURFACE DRAINAGE FILTRATION
334626 |  | PD | Prefabricated Drainage Panel
334626 |  | SAM | 12 inch x 12 inch sample of prefabricated drainage panel.
334914 |  |  | PLASTIC DRAINAGE CHAMBERS
334914 |  | PD | Plastic leaching chambers - Include pertinent information regarding dimensions and fittings
334915 |  |  | PRECAST CONCRETE WASTEWATER STRUCTURES (STORM DRAINAGE)
334915 |  | PD | Septic Tank
334915 |  | PD | Dosing Tank
334915 |  | PD | Distribution Box
334915 |  | PD | Leaching Basin
334915 |  | PD | Concrete for Precast Structures
334915 |  | PD | Reinforcing Steel
334915 |  | PD | Access Manhole Frames and Covers
334915 |  | PD | Precast Reinforced Concrete Manhole Riser Sections
334915 |  | PD | Manhole Brick
334915 |  | PD | Concrete Masonry Units for Manholes
334915 |  | PD | Butyl Rope Sealant
334915 |  | PD | Mortar
334915 |  | PD | Non-shrink Grout
334915 |  | PD | Pipe and Fittings (for equalization pipe)
334915 |  | PD | Pipe and Fittings
334915 |  | PD | Coal Tar Epoxy Coating
334915 |  | PD | Cast-In-Place Concrete (for encasing siphons)
335113 |  |  | NATURAL GAS PIPING
335113 |  | PD | Manufacturer’s specifications and catalog literature for the plastic gas piping including: Table of pipe dimensions
335113 |  | PD | Manufacturer’s specifications and catalog literature for the plastic gas piping including: Physical properties of the pipe.
335113 |  | PD | Manufacturer’s specifications and catalog literature for the plastic gas piping including: Design strengths of the pipe
335113 |  | PD | Manufacturer’s specifications and catalog literature for the plastic gas piping including: Brochure of available pipefittings and appurtenances
335113 |  | PD | Manufacturer’s specifications and catalog literature for the following appurtenances: Plastic gas valves
335113 |  | PD | Manufacturer’s specifications and catalog literature for the following appurtenances: Plastic gas valve service boxes
335113 |  | PD | Manufacturer’s specifications and catalog literature for the following appurtenances: Mechanical link seals.
335113 |  | PD | Manufacturer’s specifications and catalog literature for the following appurtenances: Steel pipe sleeves.
335113 |  | PD | Manufacturer’s specifications and catalog literature for the following appurtenances: Underground marking tape.
335113 |  | QCS | Verification of compliance with the rules and regulations of the gas utility company and approval of worker’s qualifications by the gas utility company
337119 |  |  | ELECTRIC MANHOLES
337119 |  | PD | Field Constructed Manholes: Furnish manholes of dimensions as shown on the drawings
337119 |  | PD | Precast Manholes
337119 |  | PD | Watertight Manhole Frames and Covers
337119 |  | PD | Cable Support Assemblies (Steel)
337119 |  | PD | Cable Support Assemblies (Nonmetallic)
337119 |  | PD | Grounding and Bonding
337119 |  | EPD | Environmental Product Declaration
337994 |  |  | LIGHTNING PROTECTION SYSTEM FOR CHAIN LINK FENCE
337994 |  | PACK | Submit the product data, and the shop drawings specified below at the same time as a package
337994 |  | SD | Scale drawings of the complete system as proposed to be installed.
337994 |  | SD | Size and location of all conductors
337994 |  | SD | Methods of attachments
337994 |  | SD | Location, size and types of ground electrodes
337994 |  | SD | Schematic diagram (standard diagrams will not be accepted).
337994 |  | PD | Copper
337994 |  | PD | Cable (Main Size)
337994 |  | PD | Connections and Splices
337994 |  | PD | Rod Electrodes
337994 |  | PD | Surge Arresters
337994 |  | PD | Attachments
337994 |  | PD | Exothermic Type Weld
337994 |  | SAM | One of each product if requested. Samples will be returned and if approved, may be used in the Work
337994 |  | CCS | Test Report: System acceptance test report | F
337995 |  |  | LIGHTNING PROTECTION SYSTEM FOR TAUT WIRE FENCE
337995 |  | PACK | Submit the product data, and the shop drawings specified below at the same time as a package.
337995 |  | SD | Scale drawings of the complete system as proposed to be installed.
337995 |  | SD | Size and location of all conductors
337995 |  | SD | Methods of attachments
337995 |  | SD | Location, size and types of ground electrodes
337995 |  | SD | Schematic diagram (standard diagrams will not be accepted).
337995 |  | PD | Copper
337995 |  | PD | Cable (Main Size)
337995 |  | PD | Connections and Splices
337995 |  | PD | Rod Electrodes
337995 |  | PD | Surge Protection Units
337995 |  | PD | Attachments
337995 |  | PD | Exothermic Type Weld
337995 |  | SAM | One of each product if requested. Samples will be returned and if approved, may be used in the Work
337995 |  | CCS | Test Report: System acceptance test report | F

## Div.34
SUBMITTALS FOR APPROVAL |  |  |  | Send to: | Critical Submittals | Contractor's Projected Dates Allow at least 4 weeks for Approval (allows time for any resubmission)
Spec Section | Sub Section | Type | Description | F | Mark "X" for all that apply | Projected Transmittal Date: | Projected Approval Date: | Projected Delivery Date:
F/O
D
344113 |  |  | TRAFFIC SIGNS
344113 |  | SD | Show shop drawings, not necessarily to scale, but sufficient enough in detail to show color, wording, lettering size and style, overall sign size, construction details and installation details for each type of sign
347113 |  |  | VEHICLE GUIDE RAILS
347113 |  | SD | Show application to project. Include joint and connection details and erection drawings
347113 |  | EPD | Environmental Product Declaration
347113 |  | QCS | Preservative Treatment Certificates: Certification by treating plant stating chemicals and process used, net amount of chemical preservative retained, and conformance with specified standards
347114 |  |  | BOX BEAM GUIDE RAIL
347114 |  | SD | Show application to project. Include joint and connection details and erection drawings
347114 |  | EPD | Environmental Product Declaration
347115 |  |  | STEEL PIPE BOLLARDS
347115 |  | PD | Product Date: Manufacturer’s name, specifications, and installation instructions, for each item specified
347115 |  | EPD | Environmental Product Declaration
347115 |  | SD | Shop Drawings: Show Installation Details
347116 |  |  | STEEL BOLLARDS WITH CHAINS
347116 |  | PD | Product Date: Manufacturer’s name, specifications, and installation instructions, for each item specified
347116 |  | EPD | Environmental Product Declaration
347116 |  | SD | Shop Drawings: Show Installation Details
347117 |  |  | DECORATIVE METAL BOLLARDS
347117 |  | PD | Product Date: Manufacturer’s name, specifications, and installation instructions, for each item specified
347117 |  | EPD | Environmental Product Declaration
347117 |  | SD | Shop Drawings: Show Installation Details

## Div.35
SUBMITTALS FOR APPROVAL |  |  |  | Send to: | Critical Submittals | Contractor's Projected Dates Allow at least 4 weeks for Approval (allows time for any resubmission)
Spec Section | Sub Section | Type | Description | F | Mark "X" for all that apply | Projected Transmittal Date: | Projected Approval Date: | Projected Delivery Date:
F/O
D

## Div.40
SUBMITTALS FOR APPROVAL |  |  |  | Send to: | Critical Submittals | Contractor's Projected Dates Allow at least 4 weeks for Approval (allows time for any resubmission)
Spec Section | Sub Section | Type | Description | F | Mark "X" for all that apply | Projected Transmittal Date: | Projected Approval Date: | Projected Delivery Date:
F/O
D

## Div.41
SUBMITTALS FOR APPROVAL |  |  |  | Send to: | Critical Submittals | Contractor's Projected Dates Allow at least 4 weeks for Approval (allows time for any resubmission)
Spec Section | Sub Section | Type | Description | F | Mark "X" for all that apply | Projected Transmittal Date: | Projected Approval Date:
F/O
D
412200 |  |  | HOISTS AND CRANES
412200 |  | PACK | Submit the shop drawings, product data, and quality control submittals specified below at the same time as a package
412200 |  | SD | Show the construction details of the hoist and crane system and the crane support structure
412200 |  | SD | Show the electric wiring and control system
412200 |  | SD | Show installation details
412200 |  | PD | Bill of materials
412200 |  | PD | Name, address, and telephone number of nearest fully equipped service organization
412200 |  | PD | Hoist
412200 |  | PD | Crane
412200 |  | QCS | Design data, including safety factor of materials.
412200 |  | QCS | Test report of hoist and crane system
412200 |  | QCS | Certificate required under Quality Assurance
412200 |  | CCS | Operation and maintenance data | F
412200 |  | CCS | Warranty. | F
412200 |  | CCS | Test reports of the completed hoist and crane system | F

## Div.42
SUBMITTALS FOR APPROVAL |  |  |  | Send to: | Critical Submittals | Contractor's Projected Dates Allow at least 4 weeks for Approval (allows time for any resubmission)
Spec Section | Sub Section | Type | Description | F | Mark "X" for all that apply | Projected Transmittal Date: | Projected Approval Date: | Projected Delivery Date:
F/O
D

## Div.43
SUBMITTALS FOR APPROVAL |  |  |  | Send to: | Critical Submittals | Contractor's Projected Dates Allow at least 4 weeks for Approval (allows time for any resubmission)
Spec Section | Sub Section | Type | Description | F | Mark "X" for all that apply | Projected Transmittal Date: | Projected Approval Date: | Projected Delivery Date:
F/O
D

## Div.44
SUBMITTALS FOR APPROVAL |  |  |  | Send to: | Critical Submittals | Contractor's Projected Dates Allow at least 4 weeks for Approval (allows time for any resubmission)
Spec Section | Sub Section | Type | Description | F | Mark "X" for all that apply | Projected Transmittal Date: | Projected Approval Date: | Projected Delivery Date:
F/O
D
440601 |  |  | SLUDGE COLLECTORS
440601 |  | SD | Submit copies of detailed drawings of the equipment and all appurtenances
440601 |  | CCS | Furnish the institution a set of tools required for maintenance and operation of the equipment | F
444201 |  |  | MECHANICAL BAR SCREENS AND GRINDERS
444201 |  | SD | Shop drawings of screen cleaner, grinder and appurtenances
444201 |  | CCS | A complete set of extra cutters and screens shall be supplied for each grinder installed, at no extra cost. | F
444226 |  |  | COMMINUTOR
444226 |  | SD | Shop drawings and manufacturer’s descriptive literature and performance specification
444226 |  | CCS | Maintenance data and operating instructions | F
444239 |  |  | GRIT CHAMBER TANK
444239 |  | SD | Tank dimensions, construction details, and pipe connections
444239 |  | PD | Grit Chamber
444239 |  | PD | Access Frames and Covers
444239 |  | PD | Galvanized Pipe (for vents)
444239 |  | PD | “Resist-All” sealant
444249 |  |  | OIL-WATER SEPARATOR
444249 |  | SD | Accessory Sensors and Alarms: Schematic wiring diagrams and bill of materials for each component of each sensor/alarm system.
444249 |  | PD | Catalog cuts with dimensions, specifications, installation instructions. Include one copy of operation and maintenance instructions for informational purposes
444249 |  | PD | Performance: Defined by influent and effluent characteristics
444249 |  | PD | Factory Test: Test certification for the tank
444249 |  | PD | Concrete Tank
444249 |  | PD | Fiberglass Tank
444249 |  | PD | Steel Tank
444249 |  | PD | Galvanized Pipe (For Vents)
444249 |  | PD | Steel Retaining Riser (For Manways):
444249 |  | PD | Concrete Pad With Tank Hold-Down Device
444249 |  | PD | Interface and Level Sensor
444249 |  | PD | Alarm panel to monitor oil level sensors and activate a visual and audible alarm
444249 |  | PD | Effluent Pumpout System
444249 |  | PD | Access Hatch Covers
444249 |  | CCS | Provide two additional copies of operation and maintenance instructions to the Director’s Representative | F
444249 |  | CCS | Manufacturer’s Warranty: The one year period required by Paragraph 9.8 of the General Conditions is extended to 30 years. The tank manufacturer shall warrant the oil/water separator tank for a period of 30 years against leakage due to internal corrosion, external corrosion, and structural failure. | F
444601 |  |  | PLUNGER SLUDGE PUMPS
444601 |  | SD | Shop drawings and manufacturer’s descriptive literature and performance specifications
444601 |  | PD | Maintenance data and operating instructions

## Div.45
SUBMITTALS FOR APPROVAL |  |  |  | Send to: | Critical Submittals | Contractor's Projected Dates Allow at least 4 weeks for Approval (allows time for any resubmission)
Spec Section | Sub Section | Type | Description | F | Mark "X" for all that apply | Projected Transmittal Date: | Projected Approval Date: | Projected Delivery Date:
F/O
D

## Div.48
SUBMITTALS FOR APPROVAL |  |  |  | Send to: | Critical Submittals | Contractor's Projected Dates Allow at least 4 weeks for Approval (allows time for any resubmission)
Spec Section | Sub Section | Type | Description | F | Mark "X" for all that apply | Projected Transmittal Date: | Projected Approval Date: | Projected Delivery Date:
F/O
D

## ZDetention
SUBMITTALS FOR APPROVAL |  |  |  | Send to: | Critical Submittals | Contractor's Projected Dates Allow at least 4 weeks for Approval (allows time for any resubmission)
Spec Section | Sub Section | Type | Description | F | Mark "X" for all that apply | Projected Transmittal Date: | Projected Approval Date: | Projected Delivery Date:
F/O
D